## INSTALLED
Arizona Goes Solar: Installation Data | [12 empty] | Date of Upload: | 2020-09-15 10:33
This data is for informational purposes only, is not intended to be relied upon and is only current through the date noted in the file. UES disclaims any warranty of accuracy or completeness.
ID # | Zip Code of Installation | Technology | System Size - Capacity | System Size - Energy Generation | Premise Type | Program Name | Current Application Status | Application Date | Reservation Date | Installation Date | Total Cost of System | Incentive Offered | Name of installer | Ownership Type
Unique ID from Utility System | Zipcode | Options: PV - Solar Panels SWH - Solar Water Heaters SD - Solar Daylighting SSH - Solar Space Heating SSC - Solar Space Cooling SPH - Solar Pool Heating | kW= DC Watts | kWh | Residential Non-Residential | UFI - Up Front Incentive PBI - Performance Based Incentive Non-Incentive | Options: 2 - Reserved 3 - Installed | Date application received | Date funds confirmed or Date Application was approved for interconnection | Date of system start-up | Total cost as reflected in customer documentation provided to UES. Cost may be updated as customer moves through process | Amount of incentive provided by utility. | As provided to UES | Options: Purchased Leased
CCBUES - 00930 | 86406 | PV (Photovoltaic) | 7.56 | 13230 | Residential | UFI | 3 - Installed | 2008-05-12 | 2008-10-31 | 1899-12-31 | 0 | 22680
CCBUES - 00932 | 86404 | PV (Photovoltaic) | 10.36 | 18130 | Residential | UFI | 3 - Installed | 2008-05-27 | 2008-09-23 | 1899-12-31 | 0 | 31080
CCBUES - 00931 | 86404 | PV (Photovoltaic) | 8.14 | 14245 | Residential | UFI | 3 - Installed | 2008-05-29 | 2008-07-28 | 1899-12-31 | 0 | 24420
CCBUES - 00933 | 86404 | PV (Photovoltaic) | 7.4 | 12950 | Residential | UFI | 3 - Installed | 2008-06-20 | 2008-08-29 | 1899-12-31 | 0 | 22200
CCBUES - 00934 | 86404 | PV (Photovoltaic) | 10.5 | 18375 | Residential | UFI | 3 - Installed | 2008-07-16 | 2009-02-19 | 1899-12-31 | 0 | 31500
CCBUES - 00935 | 85648 | PV (Photovoltaic) | 5.7 | 9975 | Residential | UFI | 3 - Installed | 2008-07-22 | 2008-09-05 | 1899-12-31 | 0 | 17100
CCBUES - 00936 | 86426 | PV (Photovoltaic) | 2.96 | 5180 | Residential | UFI | 3 - Installed | 2008-08-07 | 2008-10-24 | 1899-12-31 | 0 | 8880
CCBUES - 00937 | 86409 | PV (Photovoltaic) | 5.4 | 9450 | Residential | UFI | 3 - Installed | 2008-09-12 | 2010-02-10 | 1899-12-31 | 0 | 16200
CCBUES - 00938 | 85648 | PV (Photovoltaic) | 8.1 | 14175 | Residential | UFI | 3 - Installed | 2009-03-06 | 2010-03-03 | 1899-12-31 | 57425.5 | 24300 | AMERICAN SOLAR ELECTRIC, INC
CCBUES - 00943 | 86409 | PV (Photovoltaic) | 10.08 | 17640 | Non-Residential | UFI | 3 - Installed | 2009-10-28 | 2010-04-09 | 1899-12-31 | 0 | 25200
CCBUES - 00929 | 86404 | PV (Photovoltaic) | 0.896 | 1568 | Residential | UFI | 3 - Installed | 2009-11-10 | 2009-09-30 | 1899-12-31 | 0 | 2688
CCBUES - 00927 | 86403 | PV (Photovoltaic) | 5.52 | 9660 | Residential | UFI | 3 - Installed | 2009-12-28 | 2010-03-18 | 1899-12-31 | 63000 | 16560
CCBUES - 00928 | 85648 | PV (Photovoltaic) | 6.44 | 11270 | Residential | UFI | 3 - Installed | 2009-12-28 | 2010-03-03 | 1899-12-31 | 0 | 19320
CCBUES - 00925 | 86406 | PV (Photovoltaic) | 9.408 | 16464 | Residential | UFI | 3 - Installed | 2010-01-06 | 2010-08-30 | 1899-12-31 | 0 | 28224
CCBUES - 00922 | 86404 | PV (Photovoltaic) | 5.28 | 9240 | Residential | UFI | 3 - Installed | 2010-01-07 | 2010-08-30 | 1899-12-31 | 0 | 15840
CCBUES - 00923 | 86403 | PV (Photovoltaic) | 7.92 | 13860 | Residential | UFI | 3 - Installed | 2010-01-11 | 2010-08-30 | 1899-12-31 | 0 | 23760
CCBUES - 00924 | 86404 | PV (Photovoltaic) | 6.8821 | 12043.612 | Residential | UFI | 3 - Installed | 2010-01-14 | 2010-08-30 | 1899-12-31 | 0 | 20640
CCBUES - 00926 | 86404 | PV (Photovoltaic) | 6.58 | 11515 | Residential | UFI | 3 - Installed | 2010-01-14 | 2010-08-30 | 1899-12-31 | 0 | 19740
CCBUES - 00921 | 86406 | PV (Photovoltaic) | 0.896 | 1568 | Residential | UFI | 3 - Installed | 2010-01-18 | 2010-03-02 | 1899-12-31 | 0 | 2373.25
CCBUES - 00871 | 86401 | PV (Photovoltaic) | 3.3 | 5775 | Residential | UFI | 3 - Installed | 2010-05-27 | 2010-03-18 | 1899-12-31 | 24000 | 9900 | TRISTATE SOLAR AND WIND CORP.
CCBUES - 00894 | 86401 | PV (Photovoltaic) | 4.4 | 7700 | Residential | UFI | 3 - Installed | 2010-05-27 | 2010-03-18 | 1899-12-31 | 32000 | 13200 | TRISTATE SOLAR AND WIND CORP.
CCBUES - 00896 | 86413 | PV (Photovoltaic) | 5.16 | 9030 | Residential | UFI | 3 - Installed | 2010-05-27 | 2010-05-14 | 1899-12-31 | 33922 | 15480 | TRISTATE SOLAR AND WIND CORP.
CCBUES - 00920 | 86401 | PV (Photovoltaic) | 3.3 | 5775 | Residential | UFI | 3 - Installed | 2010-05-27 | 2010-03-18 | 1899-12-31 | 24500 | 9900 | TRISTATE SOLAR AND WIND CORP.
CCBUES - 00878 | 86413 | PV (Photovoltaic) | 9 | 15750 | Residential | UFI | 3 - Installed | 2010-05-28 | 2010-03-24 | 1899-12-31 | 48900 | 27000 | BULLHEAD SOLAR INC
CCBUES - 00906 | 86406 | PV (Photovoltaic) | 4.2 | 7350 | Residential | UFI | 3 - Installed | 2010-05-28 | 2010-02-23 | 1899-12-31 | 27300 | 12600 | HYBRID SOLAR
CCBUES - 00907 | 86403 | PV (Photovoltaic) | 7.92 | 13860 | Residential | UFI | 3 - Installed | 2010-05-28 | 2010-03-16 | 1899-12-31 | 41236 | 23760 | RLB ELECTRIC INC
CCBUES - 00941 | 86403 | PV (Photovoltaic) | 15.84 | 27720 | Non-Residential | UFI | 3 - Installed | 2010-05-28 | 2010-04-01 | 1899-12-31 | 91300 | 39600 | GREEN LIGHT SOLAR INDUSTRIES
CCBUES - 00885 | 86403 | PV (Photovoltaic) | 7.92 | 13860 | Residential | UFI | 3 - Installed | 2010-05-30 | 2010-05-03 | 1899-12-31 | 45600 | 23760 | GREEN LIGHT SOLAR INDUSTRIES
CCBUES - 00890 | 86403 | PV (Photovoltaic) | 8.4 | 14700 | Residential | UFI | 3 - Installed | 2010-05-30 | 2010-03-02 | 1899-12-31 | 52500 | 25200 | HYBRID SOLAR
CCBUES - 00902 | 86403 | PV (Photovoltaic) | 2.64 | 4620 | Residential | UFI | 3 - Installed | 2010-05-30 | 2010-02-15 | 1899-12-31 | 15000 | 7920 | GREEN LIGHT SOLAR INDUSTRIES
CCBUES - 00905 | 85640 | PV (Photovoltaic) | 13.44 | 23520 | Residential | UFI | 3 - Installed | 2010-05-30 | 2010-04-06 | 1899-12-31 | 82565 | 40320 | WESTWIND SOLAR ELECTRIC, INC
CCBUES - 00917 | 86406 | PV (Photovoltaic) | 15.84 | 27720 | Residential | UFI | 3 - Installed | 2010-05-30 | 2010-04-14 | 1899-12-31 | 112100 | 47520 | GREEN LIGHT SOLAR INDUSTRIES
CCBUES - 00881 | 86403 | PV (Photovoltaic) | 6.21 | 10867.5 | Residential | UFI | 3 - Installed | 2010-06-01 | 2010-03-22 | 1899-12-31 | 46575 | 18630 | ESMAY ELECTRIC INC
CCBUES - 00889 | 86403 | PV (Photovoltaic) | 4.375 | 7656.25 | Residential | UFI | 3 - Installed | 2010-06-01 | 2010-03-10 | 1899-12-31 | 23292 | 13125 | MCATLIN ELECTRICAL CORP
CCBUES - 00901 | 86404 | PV (Photovoltaic) | 8.4 | 14700 | Residential | UFI | 3 - Installed | 2010-06-01 | 2010-03-12 | 1899-12-31 | 58995 | 25200 | HYBRID SOLAR
CCBUES - 00908 | 86406 | PV (Photovoltaic) | 8.4 | 14700 | Residential | UFI | 3 - Installed | 2010-06-01 | 2010-03-22 | 1899-12-31 | 46600 | 25200 | HYBRID SOLAR
CCBUES - 00869 | 86401 | PV (Photovoltaic) | 3.96 | 6930 | Residential | UFI | 3 - Installed | 2010-06-02 | 2010-03-23 | 1899-12-31 | 29000 | 11880 | TRISTATE SOLAR AND WIND CORP.
CCBUES - 00883 | 86404 | PV (Photovoltaic) | 4.18 | 7315 | Residential | UFI | 3 - Installed | 2010-06-02 | 2010-04-01 | 1899-12-31 | 30900 | 12540 | TRISTATE SOLAR AND WIND CORP.
CCBUES - 00892 | 86404 | PV (Photovoltaic) | 1.61 | 2817.5 | Residential | UFI | 3 - Installed | 2010-06-02 | 2010-03-12 | 1899-12-31 | 11672.5 | 4830 | ESMAY ELECTRIC INC
CCBUES - 00904 | 86406 | PV (Photovoltaic) | 8.46 | 14805 | Residential | UFI | 3 - Installed | 2010-06-02 | 2010-04-20 | 1899-12-31 | 50000 | 25380 | HYBRID SOLAR
CCBUES - 00915 | 86404 | PV (Photovoltaic) | 5.28 | 9240 | Residential | UFI | 3 - Installed | 2010-06-02 | 2010-03-04 | 1899-12-31 | 30400 | 15840 | GREEN LIGHT SOLAR INDUSTRIES
CCBUES - 00916 | 86409 | PV (Photovoltaic) | 4.2 | 7350 | Residential | UFI | 3 - Installed | 2010-06-02 | 2010-04-02 | 1899-12-31 | 30000 | 12600 | TRISTATE SOLAR AND WIND CORP.
CCBUES - 00900 | 86404 | PV (Photovoltaic) | 1.68 | 2940 | Residential | UFI | 3 - Installed | 2010-06-04 | 2010-04-15 | 1899-12-31 | 11724 | 5040 | ESMAY ELECTRIC INC
CCBUES - 00939 | 86404 | PV (Photovoltaic) | 5.4 | 9450 | Non-Residential | UFI | 3 - Installed | 2010-06-28 | 2010-06-25 | 1899-12-31 | 35478 | 13500 | LEGACY AIR INC
CCBUES - 00893 | 86401 | PV (Photovoltaic) | 1.2 | 2100 | Residential | UFI | 3 - Installed | 2010-08-25 | 2006-04-14 | 1899-12-31 | 7200 | 3600 | C AND R SOLAR
CCBUES - 00898 | 86403 | PV (Photovoltaic) | 1.664 | 2912 | Residential | UFI | 3 - Installed | 2010-08-25 | 2008-06-04 | 1899-12-31 | 14329 | 4992 | AJL SOLAR
CCBUES - 00910 | 86406 | PV (Photovoltaic) | 7.215 | 12626.25 | Residential | UFI | 3 - Installed | 2010-08-25 | 2008-06-27 | 1899-12-31 | 48000 | 21645 | CUSTOM SOLAR AND LEISURE LLC
CCBUES - 00919 | 86401 | PV (Photovoltaic) | 4.576 | 8008 | Residential | UFI | 3 - Installed | 2010-08-25 | 2007-07-13 | 1899-12-31 | 33715 | 13728 | ARCHITECTURAL & ENVIRONMENTAL ASSOCIATES, INC
CCBUES - 00876 | 86406-8109 | PV (Photovoltaic) | 5.06 | 8855 | Residential | UFI | 3 - Installed | 2010-08-30 | 2010-08-30 | 1899-12-31 | 37950 | 15180 | ESMAY ELECTRIC INC
CCBUES - 00877 | 86404 | PV (Photovoltaic) | 9.2 | 16100 | Residential | UFI | 3 - Installed | 2010-08-30 | 2010-08-30 | 1899-12-31 | 69000 | 27600 | ESMAY ELECTRIC INC
CCBUES - 00880 | 86409 | PV (Photovoltaic) | 6.88 | 12040 | Residential | UFI | 3 - Installed | 2010-08-30 | 2010-08-30 | 1899-12-31 | 41825 | 20640 | TRISTATE SOLAR AND WIND CORP.
CCBUES - 00884 | 86403 | PV (Photovoltaic) | 5.04 | 8820 | Residential | UFI | 3 - Installed | 2010-08-30 | 2010-08-30 | 1899-12-31 | 37760 | 15120 | HYBRID SOLAR
CCBUES - 00897 | 86409 | PV (Photovoltaic) | 6.72 | 11760 | Residential | UFI | 3 - Installed | 2010-08-30 | 2010-08-30 | 1899-12-31 | 34300 | 20160 | EVER ELECTRIC
CCBUES - 00914 | 86404 | PV (Photovoltaic) | 1.68 | 2940 | Residential | UFI | 3 - Installed | 2010-08-30 | 2010-08-30 | 1899-12-31 | 11760 | 5040 | ESMAY ELECTRIC INC
CCBUES - 00942 | 86445 | PV (Photovoltaic) | 8.46 | 14805 | Non-Residential | UFI | 3 - Installed | 2010-08-30 | 2010-08-30 | 1899-12-31 | 87000 | 21150 | ARCHITECTURAL & ENVIRONMENTAL ASSOCIATES, INC
CCBUES - 00903 | 86403 | PV (Photovoltaic) | 9.68 | 16940 | Residential | UFI | 3 - Installed | 2010-08-31 | 2010-03-12 | 1899-12-31 | 57598.94 | 29040 | CHRIS AIR CONDITIONG HEATING AND MAINTENENCE
CCBUES - 00912 | 86409 | PV (Photovoltaic) | 6.3 | 11025 | Residential | UFI | 3 - Installed | 2010-09-01 | 2010-09-01 | 1899-12-31 | 40000 | 18900 | TRISTATE SOLAR AND WIND CORP.
CCBUES - 00913 | 86444 | PV (Photovoltaic) | 6.72 | 11760 | Residential | UFI | 3 - Installed | 2010-09-01 | 2010-08-31 | 1899-12-31 | 34160.16 | 20160 | DEVAULT ELECTRIC LLC
CCBUES - 00918 | 86406 | PV (Photovoltaic) | 9.68 | 16940 | Residential | UFI | 3 - Installed | 2010-09-01 | 2010-09-01 | 1899-12-31 | 57598.94 | 29040 | CHRIS AIR CONDITIONG HEATING AND MAINTENENCE
CCBUES - 00872 | 86406 | PV (Photovoltaic) | 8.28 | 14490 | Residential | UFI | 3 - Installed | 2010-09-02 | 2010-09-02 | 1899-12-31 | 49360 | 24840 | GREEN LIGHT SOLAR INDUSTRIES
CCBUES - 00873 | 86404 | PV (Photovoltaic) | 8.28 | 14490 | Residential | UFI | 3 - Installed | 2010-09-02 | 2010-09-02 | 1899-12-31 | 62100 | 24840 | ESMAY ELECTRIC INC
CCBUES - 00874 | 86401 | PV (Photovoltaic) | 5.625 | 9843.75 | Residential | UFI | 3 - Installed | 2010-09-02 | 2010-09-02 | 1899-12-31 | 40750 | 16875 | TRISTATE SOLAR AND WIND CORP.
CCBUES - 00879 | 86406 | PV (Photovoltaic) | 9.66 | 16905 | Residential | UFI | 3 - Installed | 2010-09-02 | 2010-09-02 | 1899-12-31 | 72450 | 28980 | ESMAY ELECTRIC INC
CCBUES - 00882 | 86403 | PV (Photovoltaic) | 11.5 | 20125 | Residential | UFI | 3 - Installed | 2010-09-02 | 2010-09-02 | 1899-12-31 | 73052 | 34500 | HYBRID SOLAR
CCBUES - 00886 | 86406 | PV (Photovoltaic) | 8.46 | 14805 | Residential | UFI | 3 - Installed | 2010-09-02 | 2010-09-02 | 1899-12-31 | 51606 | 25380 | HYBRID SOLAR
CCBUES - 00887 | 86406 | PV (Photovoltaic) | 5.04 | 8820 | Residential | UFI | 3 - Installed | 2010-09-02 | 2010-09-02 | 1899-12-31 | 30276 | 15120 | HYBRID SOLAR
CCBUES - 00888 | 86403 | PV (Photovoltaic) | 22.56 | 39480 | Residential | UFI | 3 - Installed | 2010-09-02 | 2010-09-02 | 1899-12-31 | 131750 | 67680 | HYBRID SOLAR
CCBUES - 00891 | 86406 | PV (Photovoltaic) | 6.21 | 10867.5 | Residential | UFI | 3 - Installed | 2010-09-02 | 2010-09-02 | 1899-12-31 | 46575 | 18630 | ESMAY ELECTRIC INC
CCBUES - 00899 | 86404 | PV (Photovoltaic) | 8.51 | 14892.5 | Residential | UFI | 3 - Installed | 2010-09-02 | 2010-09-02 | 1899-12-31 | 54990 | 25530 | HYBRID SOLAR
CCBUES - 00909 | 86403 | PV (Photovoltaic) | 0.63 | 1102.5 | Residential | UFI | 3 - Installed | 2010-09-02 | 2010-09-02 | 1899-12-31 | 4725 | 1890 | ESMAY ELECTRIC INC
CCBUES - 00870 | 86406 | PV (Photovoltaic) | 5.52 | 9660 | Residential | UFI | 3 - Installed | 2010-09-07 | 2010-09-07 | 1899-12-31 | 334236 | 16560 | ESMAY ELECTRIC INC
CCBUES - 00875 | 86403 | PV (Photovoltaic) | 6.9 | 12075 | Residential | UFI | 3 - Installed | 2010-09-07 | 2010-09-07 | 1899-12-31 | 48300 | 20700 | ESMAY ELECTRIC INC
CCBUES - 00895 | 86403 | PV (Photovoltaic) | 9.66 | 16905 | Residential | UFI | 3 - Installed | 2010-09-07 | 2010-09-07 | 1899-12-31 | 55672 | 28980 | GREEN LIGHT SOLAR INDUSTRIES
CCBUES - 00911 | 86403 | PV (Photovoltaic) | 3.76 | 6580 | Residential | UFI | 3 - Installed | 2010-09-07 | 2010-09-07 | 1899-12-31 | 25380 | 11280 | HYBRID SOLAR
CCBUES - 00940 | 86413 | PV (Photovoltaic) | 13.8 | 24150 | Non-Residential | UFI | 3 - Installed | 2011-05-02 | 2011-05-12 | 1899-12-31 | 2 | 1 | SELF INSTALL
CCBUES - 00001 | 86403 | PV (Photovoltaic) | 14.82 | 25935 | Residential | UFI | 3 - Installed | 2008-03-17 | - | 2008-07-16 | 0 | 44460 |  | Purchased
CCBUES - 00002 | 86406 | PV (Photovoltaic) | 10.5 | 18375 | Residential | UFI | 3 - Installed | 2008-07-07 | - | 2008-07-16 | 0 | 31500 |  | Purchased
CCBUES - 00003 | 86406 | PV (Photovoltaic) | 14 | 24500 | Residential | UFI | 3 - Installed | 2008-03-27 | - | 2008-08-20 | 0 | 42000 |  | Purchased
CCBUES - 00004 | 86401 | PV (Photovoltaic) | 2.8 | 4900 | Residential | UFI | 3 - Installed | 2008-07-29 | - | 2008-08-20 | 0 | 8400 |  | Purchased
CCBUES - 00005 | 86401 | PV (Photovoltaic) | 7.416 | 12978 | Residential | UFI | 3 - Installed | 2008-05-27 | 2008-10-01 | 2008-10-01 | 0 | 22248
CCBUES - 00006 | 86403 | PV (Photovoltaic) | 14.49 | 25357.5 | Residential | UFI | 3 - Installed | 2009-11-24 | - | 2009-01-08 | 0 | 43470
CCBUES - 00007 | 86401 | PV (Photovoltaic) | 3.3 | 5775 | Residential | UFI | 3 - Installed | 2009-12-11 | - | 2009-01-12 | 0 | 9405
CCBUES - 00008 | 86406 | PV (Photovoltaic) | 1.6 | 2800 | Residential | UFI | 3 - Installed | 2008-10-20 | 2009-01-20 | 2009-01-20 | 0 | 4800
CCBUES - 00009 | 86406 | PV (Photovoltaic) | 9.03 | 15802.5 | Residential | UFI | 3 - Installed | 2008-11-19 | 2009-01-21 | 2009-01-21 | 0 | 27090
CCBUES - 00010 | 86404 | PV (Photovoltaic) | 1.4 | 2450 | Residential | UFI | 3 - Installed | 2009-12-07 | - | 2009-01-22 | 0 | 3900
CCBUES - 00011 | 86404 | PV (Photovoltaic) | 11.76 | 20580 | Residential | UFI | 3 - Installed | 2008-12-09 | 2009-01-27 | 2009-01-27 | 0 | 35280
CCBUES - 00012 | 86404 | PV (Photovoltaic) | 6.02 | 10535 | Residential | UFI | 3 - Installed | 2008-12-15 | 2009-01-28 | 2009-01-28 | 0 | 18060
CCBUES - 00013 | 86406 | PV (Photovoltaic) | 4.4 | 7700 | Residential | UFI | 3 - Installed | 2008-09-23 | 2009-02-10 | 2009-02-10 | 0 | 13200
CCBUES - 00014 | 86404 | PV (Photovoltaic) | 3.5 | 6125 | Residential | UFI | 3 - Installed | 2008-09-24 | 2009-02-10 | 2009-02-10 | 0 | 10500
CCBUES - 00015 | 85646 | PV (Photovoltaic) | 2.275 | 3981.25 | Residential | UFI | 3 - Installed | 2008-11-19 | 2009-02-17 | 2009-02-17 | 0 | 6825
CCBUES - 00016 | 85646 | PV (Photovoltaic) | 2.8 | 4900 | Residential | UFI | 3 - Installed | 2008-11-19 | 2009-02-17 | 2009-02-17 | 0 | 8400
CCBUES - 00017 | 86406 | PV (Photovoltaic) | 5.16 | 9030 | Residential | UFI | 3 - Installed | 2008-09-24 | 2009-02-24 | 2009-02-24 | 0 | 15480
CCBUES - 00018 | 86404 | PV (Photovoltaic) | 7.26 | 12705 | Residential | UFI | 3 - Installed | 2008-10-22 | 2009-02-26 | 2009-02-26 | 0 | 21780
CCBUES - 00019 | 86403 | PV (Photovoltaic) | 7.56 | 13230 | Residential | UFI | 3 - Installed | 2009-01-28 | - | 2009-02-27 | 0 | 22680
CCBUES - 00020 | 85648 | PV (Photovoltaic) | 10 | 17500 | Residential | UFI | 3 - Installed | 2009-01-28 | - | 2009-03-10 | 0 | 30000
CCBUES - 00021 | 85646 | PV (Photovoltaic) | 5.28 | 9240 | Residential | UFI | 3 - Installed | 2009-01-29 | - | 2009-03-17 | 0 | 15840
CCBUES - 00022 | 86406 | PV (Photovoltaic) | 7.776 | 13608 | Residential | UFI | 3 - Installed | 2009-01-08 | - | 2009-03-23 | 0 | 23328
CCBUES - 00023 | 86406 | PV (Photovoltaic) | 7.56 | 13230 | Residential | UFI | 3 - Installed | 2009-02-05 | - | 2009-04-01 | 0 | 22680
CCBUES - 00024 | 86401 | PV (Photovoltaic) | 11.48 | 20090 | Residential | UFI | 3 - Installed | 2009-03-05 | - | 2009-04-15 | 0 | 34440
CCBUES - 00025 | 86429 | PV (Photovoltaic) | 4.8 | 8400 | Residential | UFI | 3 - Installed | 2009-03-26 | - | 2009-04-15 | 0 | 14400
CCBUES - 00026 | 86401 | PV (Photovoltaic) | 3.96 | 6930 | Residential | UFI | 3 - Installed | 2009-03-27 | - | 2009-04-15 | 0 | 11880
CCBUES - 00027 | 86406 | PV (Photovoltaic) | 0.84 | 1470 | Residential | UFI | 3 - Installed | 2009-03-31 | - | 2009-04-15 | 0 | 2520
CCBUES - 00028 | 85646 | PV (Photovoltaic) | 2.8 | 4900 | Residential | UFI | 3 - Installed | 2008-11-19 | 2009-04-21 | 2009-04-21 | 0 | 8400
CCBUES - 00029 | 86409 | PV (Photovoltaic) | 5.33 | 9327.5 | Residential | UFI | 3 - Installed | 2009-03-05 | - | 2009-04-21 | 0 | 15990
CCBUES - 00030 | 86404 | PV (Photovoltaic) | 2.69 | 4707.5 | Residential | UFI | 3 - Installed | 2009-03-31 | - | 2009-04-21 | 0 | 8070
CCBUES - 00031 | 86406 | PV (Photovoltaic) | 8.19 | 14332.5 | Residential | UFI | 3 - Installed | 2009-03-31 | - | 2009-04-29 | 0 | 24570
CCBUES - 00032 | 86404 | PV (Photovoltaic) | 8.19 | 14332.5 | Residential | UFI | 3 - Installed | 2009-04-02 | - | 2009-05-07 | 0 | 24570
CCBUES - 00033 | 86413 | PV (Photovoltaic) | 4.32 | 7560 | Residential | UFI | 3 - Installed | 2009-04-02 | - | 2009-05-13 | 0 | 12960
CCBUES - 00034 | 86406 | PV (Photovoltaic) | 8.19 | 14332.5 | Residential | UFI | 3 - Installed | 2009-04-07 | - | 2009-05-13 | 0 | 24570
CCBUES - 00035 | 86406 | PV (Photovoltaic) | 7.2 | 12600 | Residential | UFI | 3 - Installed | 2009-02-20 | - | 2009-05-21 | 0 | 21600
CCBUES - 00036 | 86403 | PV (Photovoltaic) | 5.06 | 8855 | Residential | UFI | 3 - Installed | 2009-04-09 | - | 2009-05-21 | 0 | 15180
CCBUES - 00037 | 86401 | PV (Photovoltaic) | 3 | 5250 | Residential | UFI | 3 - Installed | 2009-05-08 | - | 2009-05-21 | 0 | 9000
CCBUES - 00038 | 86404 | PV (Photovoltaic) | 3.28 | 5740 | Residential | UFI | 3 - Installed | 2009-04-06 | - | 2009-06-01 | 0 | 9840
CCBUES - 00039 | 86406 | PV (Photovoltaic) | 5 | 8750 | Residential | UFI | 3 - Installed | 2009-02-20 | - | 2009-06-12 | 0 | 15000
CCBUES - 00040 | 86406 | PV (Photovoltaic) | 3.36 | 5880 | Residential | UFI | 3 - Installed | 2009-03-27 | - | 2009-06-12 | 0 | 10080
CCBUES - 00041 | 86406 | PV (Photovoltaic) | 3.6 | 6300 | Residential | UFI | 3 - Installed | 2009-04-15 | - | 2009-06-12 | 0 | 10800
CCBUES - 00042 | 86403 | PV (Photovoltaic) | 7.02 | 12285 | Residential | UFI | 3 - Installed | 2009-04-23 | - | 2009-06-12 | 0 | 21058.92
CCBUES - 00043 | 86401 | PV (Photovoltaic) | 3.96 | 6930 | Residential | UFI | 3 - Installed | 2009-05-05 | - | 2009-06-12 | 0 | 11880
CCBUES - 00044 | 86406 | PV (Photovoltaic) | 7.74 | 13545 | Residential | UFI | 3 - Installed | 2009-01-05 | - | 2009-06-22 | 0 | 23220
CCBUES - 00045 | 86406 | PV (Photovoltaic) | 5.52 | 9660 | Residential | UFI | 3 - Installed | 2009-04-06 | - | 2009-06-22 | 0 | 16560
CCBUES - 00046 | 86403 | PV (Photovoltaic) | 8.28 | 14490 | Residential | UFI | 3 - Installed | 2009-05-05 | - | 2009-06-22 | 0 | 24840
CCBUES - 00047 | 86406 | PV (Photovoltaic) | 5.04 | 8820 | Residential | UFI | 3 - Installed | 2009-05-26 | - | 2009-06-22 | 0 | 15120
CCBUES - 00048 | 86406 | PV (Photovoltaic) | 7.38 | 12915 | Residential | UFI | 3 - Installed | 2009-05-11 | - | 2009-07-01 | 0 | 22140
CCBUES - 00049 | 86401 | PV (Photovoltaic) | 6.21 | 10867.5 | Residential | UFI | 3 - Installed | 2009-05-21 | - | 2009-07-22 | 0 | 18630
CCBUES - 00050 | 86406 | PV (Photovoltaic) | 6.84 | 11970 | Residential | UFI | 3 - Installed | 2009-05-21 | - | 2009-08-05 | 0 | 20520
CCBUES - 00051 | 86404 | PV (Photovoltaic) | 6.84 | 11970 | Residential | UFI | 3 - Installed | 2009-05-21 | - | 2009-08-05 | 0 | 20520
CCBUES - 00052 | 86404 | PV (Photovoltaic) | 8.28 | 14490 | Residential | UFI | 3 - Installed | 2009-06-16 | - | 2009-08-05 | 0 | 24840
CCBUES - 00053 | 86406 | PV (Photovoltaic) | 5.06 | 8855 | Residential | UFI | 3 - Installed | 2009-07-08 | - | 2009-08-05 | 0 | 15180
CCBUES - 00054 | 86429 | PV (Photovoltaic) | 3.36 | 5880 | Residential | UFI | 3 - Installed | 2009-06-04 | - | 2009-08-17 | 0 | 10080
CCBUES - 00055 | 86406 | PV (Photovoltaic) | 7.2 | 12600 | Residential | UFI | 3 - Installed | 2009-06-25 | - | 2009-08-17 | 0 | 21600
CCBUES - 00056 | 86403 | PV (Photovoltaic) | 8.28 | 14490 | Residential | UFI | 3 - Installed | 2009-07-21 | - | 2009-08-17 | 0 | 24840
CCBUES - 00057 | 86406 | PV (Photovoltaic) | 11.88 | 20790 | Residential | UFI | 3 - Installed | 2009-01-29 | - | 2009-09-02 | 0 | 35640
CCBUES - 00058 | 85648 | PV (Photovoltaic) | 2.73 | 4777.5 | Residential | UFI | 3 - Installed | 2009-06-25 | - | 2009-09-02 | 0 | 8190
CCBUES - 00059 | 86404 | PV (Photovoltaic) | 10.5 | 18375 | Residential | UFI | 3 - Installed | 2009-07-20 | - | 2009-09-11 | 0 | 31500
CCBUES - 00060 | 86406 | PV (Photovoltaic) | 10.12 | 17710 | Residential | UFI | 3 - Installed | 2009-08-13 | - | 2009-09-22 | 0 | 30360
CCBUES - 00061 | 86403 | PV (Photovoltaic) | 7 | 12250 | Residential | UFI | 3 - Installed | 2009-05-14 | - | 2009-10-06 | 0 | 21000
CCBUES - 00062 | 86406 | PV (Photovoltaic) | 9.88 | 17290 | Residential | UFI | 3 - Installed | 2009-07-09 | - | 2009-10-06 | 0 | 29640
CCBUES - 00063 | 86403 | PV (Photovoltaic) | 8.28 | 14490 | Residential | UFI | 3 - Installed | 2009-08-06 | - | 2009-10-06 | 0 | 24840
CCBUES - 00064 | 86404 | PV (Photovoltaic) | 7.59 | 13282.5 | Residential | UFI | 3 - Installed | 2009-08-13 | - | 2009-10-06 | 0 | 22770
CCBUES - 00065 | 86403 | PV (Photovoltaic) | 12.65 | 22137.5 | Residential | UFI | 3 - Installed | 2009-08-21 | - | 2009-10-06 | 0 | 37950
CCBUES - 00066 | 86413 | PV (Photovoltaic) | 5.4 | 9450 | Residential | UFI | 3 - Installed | 2009-08-28 | - | 2009-10-06 | 0 | 16200
CCBUES - 00067 | 86406 | PV (Photovoltaic) | 8.28 | 14490 | Residential | UFI | 3 - Installed | 2009-08-28 | - | 2009-10-06 | 0 | 24840
CCBUES - 00068 | 86406 | PV (Photovoltaic) | 6.9 | 12075 | Residential | UFI | 3 - Installed | 2009-08-28 | - | 2009-10-06 | 0 | 20700
CCBUES - 00069 | 86406 | PV (Photovoltaic) | 4.14 | 7245 | Residential | UFI | 3 - Installed | 2009-09-18 | - | 2009-10-06 | 0 | 12420
CCBUES - 00070 | 86404 | PV (Photovoltaic) | 6.56 | 11480 | Residential | UFI | 3 - Installed | 2009-04-20 | - | 2009-10-19 | 0 | 18696
CCBUES - 00071 | 85648 | PV (Photovoltaic) | 2.1 | 3675 | Residential | UFI | 3 - Installed | 2009-04-29 | - | 2009-10-19 | 0 | 6300
CCBUES - 00072 | 85648 | PV (Photovoltaic) | 3.15 | 5512.5 | Residential | UFI | 3 - Installed | 2009-06-30 | - | 2009-10-19 | 0 | 9450
CCBUES - 00073 | 85648 | PV (Photovoltaic) | 2.73 | 4777.5 | Residential | UFI | 3 - Installed | 2009-07-01 | - | 2009-10-19 | 0 | 8190
CCBUES - 00074 | 86409 | PV (Photovoltaic) | 1.164 | 2037 | Residential | UFI | 3 - Installed | 2009-07-14 | - | 2009-10-19 | 0 | 2328
CCBUES - 00075 | 86403 | PV (Photovoltaic) | 2.1 | 3675 | Residential | UFI | 3 - Installed | 2009-08-28 | - | 2009-10-19 | 0 | 6300
CCBUES - 00076 | 86403 | PV (Photovoltaic) | 8.28 | 14490 | Residential | UFI | 3 - Installed | 2009-09-22 | - | 2009-10-19 | 0 | 24840
CCBUES - 00077 | 86406 | PV (Photovoltaic) | 10.58 | 18515 | Residential | UFI | 3 - Installed | 2009-09-28 | - | 2009-10-19 | 0 | 31740
CCBUES - 00078 | 86406 | PV (Photovoltaic) | 6.21 | 10867.5 | Residential | UFI | 3 - Installed | 2009-09-29 | - | 2009-10-19 | 0 | 18630
CCBUES - 00079 | 86403 | PV (Photovoltaic) | 6.21 | 10867.5 | Residential | UFI | 3 - Installed | 2009-10-02 | - | 2009-10-19 | 0 | 18630
CCBUES - 00080 | 86406 | PV (Photovoltaic) | 8.28 | 14490 | Residential | UFI | 3 - Installed | 2009-10-02 | - | 2009-10-19 | 0 | 24840
CCBUES - 00081 | 86403 | PV (Photovoltaic) | 5 | 8750 | Residential | UFI | 3 - Installed | 2009-10-05 | - | 2009-10-19 | 0 | 15000
CCBUES - 00082 | 86403 | PV (Photovoltaic) | 5.06 | 8855 | Residential | UFI | 3 - Installed | 2009-08-21 | - | 2009-11-03 | 0 | 15180
CCBUES - 00083 | 86409 | PV (Photovoltaic) | 4.1 | 7175 | Residential | UFI | 3 - Installed | 2009-09-24 | - | 2009-11-03 | 0 | 12300
CCBUES - 00084 | 86404 | PV (Photovoltaic) | 5 | 8750 | Residential | UFI | 3 - Installed | 2009-09-29 | - | 2009-11-03 | 0 | 15000
CCBUES - 00085 | 86401 | PV (Photovoltaic) | 3.69 | 6457.5 | Residential | UFI | 3 - Installed | 2009-09-29 | - | 2009-11-03 | 0 | 11070
CCBUES - 00086 | 86406 | PV (Photovoltaic) | 11.5 | 20125 | Residential | UFI | 3 - Installed | 2009-10-06 | - | 2009-11-12 | 0 | 34500
CCBUES - 00087 | 86406 | PV (Photovoltaic) | 8.28 | 14490 | Residential | UFI | 3 - Installed | 2009-10-13 | - | 2009-11-12 | 0 | 24840
CCBUES - 00088 | 86404 | PV (Photovoltaic) | 5.06 | 8855 | Residential | UFI | 3 - Installed | 2009-10-15 | - | 2009-11-12 | 0 | 15180
CCBUES - 00089 | 86403 | PV (Photovoltaic) | 10.8 | 18900 | Residential | UFI | 3 - Installed | 2009-11-02 | - | 2009-11-12 | 0 | 32400
CCBUES - 00090 | 86406 | PV (Photovoltaic) | 5.376 | 9408 | Residential | UFI | 3 - Installed | 2009-07-29 | - | 2009-11-30 | 0 | 14515.2
CCBUES - 00091 | 86404 | PV (Photovoltaic) | 8.74 | 15295 | Residential | UFI | 3 - Installed | 2009-09-24 | - | 2009-11-30 | 0 | 26220
CCBUES - 00092 | 86403 | PV (Photovoltaic) | 10.8 | 18900 | Residential | UFI | 3 - Installed | 2009-10-02 | - | 2009-11-30 | 0 | 31792.5
CCBUES - 00093 | 86401 | PV (Photovoltaic) | 2.94 | 5145 | Residential | UFI | 3 - Installed | 2009-10-05 | - | 2009-11-30 | 0 | 8820
CCBUES - 00094 | 86404 | PV (Photovoltaic) | 10.12 | 17710 | Residential | UFI | 3 - Installed | 2009-10-16 | - | 2009-11-30 | 0 | 30360
CCBUES - 00095 | 86404 | PV (Photovoltaic) | 7.59 | 13282.5 | Residential | UFI | 3 - Installed | 2009-10-16 | - | 2009-11-30 | 0 | 22770
CCBUES - 00096 | 86401 | PV (Photovoltaic) | 7.095 | 12416.25 | Residential | UFI | 3 - Installed | 2009-11-02 | - | 2009-11-30 | 0 | 21285
CCBUES - 00097 | 86406 | PV (Photovoltaic) | 10.08 | 17640 | Residential | UFI | 3 - Installed | 2009-11-09 | - | 2009-11-30 | 0 | 30240
CCBUES - 00098 | 86403 | PV (Photovoltaic) | 14.72 | 25760 | Residential | UFI | 3 - Installed | 2009-10-16 | - | 2009-12-09 | 0 | 44160
CCBUES - 00099 | 86404 | PV (Photovoltaic) | 12.6 | 22050 | Residential | UFI | 3 - Installed | 2009-08-28 | - | 2009-12-18 | 0 | 37800
CCBUES - 00105 | 86413 | PV (Photovoltaic) | 2.05 | 3587.5 | Residential | UFI | 3 - Installed | 2009-10-06 | - | 2009-12-18 | 0 | 6150
CCBUES - 00106 | 86444 | PV (Photovoltaic) | 2.05 | 3587.5 | Residential | UFI | 3 - Installed | 2009-10-08 | - | 2009-12-18 | 0 | 6150
CCBUES - 00100 | 86429 | PV (Photovoltaic) | 6.88 | 12040 | Residential | UFI | 3 - Installed | 2009-10-16 | - | 2009-12-18 | 0 | 19608
CCBUES - 00101 | 86409 | PV (Photovoltaic) | 4.92 | 8610 | Residential | UFI | 3 - Installed | 2009-10-16 | - | 2009-12-18 | 0 | 14022
CCBUES - 00102 | 86441 | PV (Photovoltaic) | 2.96 | 5180 | Residential | UFI | 3 - Installed | 2009-11-10 | - | 2009-12-18 | 0 | 8880
CCBUES - 00103 | 86406 | PV (Photovoltaic) | 7.59 | 13282.5 | Residential | UFI | 3 - Installed | 2009-11-11 | - | 2009-12-18 | 0 | 22770
CCBUES - 00104 | 86406 | PV (Photovoltaic) | 8.4 | 14700 | Residential | UFI | 3 - Installed | 2009-11-11 | - | 2009-12-18 | 0 | 25200
CCBUES - 00107 | 86404 | PV (Photovoltaic) | 8.28 | 14490 | Residential | UFI | 3 - Installed | 2009-10-16 | - | 2009-12-21 | 0 | 24840
CCBUES - 00108 | 86404 | PV (Photovoltaic) | 10.08 | 17640 | Residential | UFI | 3 - Installed | 2009-12-01 | - | 2009-12-21 | 0 | 30240
CCBUES - 00109 | 86406 | PV (Photovoltaic) | 9.66 | 16905 | Residential | UFI | 3 - Installed | 2009-10-15 | - | 2009-12-22 | 0 | 28980
CCBUES - 00110 | 86406 | PV (Photovoltaic) | 7.74 | 13545 | Residential | UFI | 3 - Installed | 2009-09-28 | - | 2010-01-08 | 0 | 23220
CCBUES - 00111 | 86406 | PV (Photovoltaic) | 14.72 | 25760 | Residential | UFI | 3 - Installed | 2009-09-28 | - | 2010-01-08 | 0 | 44160
CCBUES - 00112 | 86413 | PV (Photovoltaic) | 14.82 | 25935 | Residential | UFI | 3 - Installed | 2009-11-03 | - | 2010-01-08 | 0 | 44460
CCBUES - 00113 | 86444 | PV (Photovoltaic) | 2.09 | 3657.5 | Residential | UFI | 3 - Installed | 2009-11-11 | - | 2010-01-08 | 0 | 6270
CCBUES - 00114 | 86406 | PV (Photovoltaic) | 6.9 | 12075 | Residential | UFI | 3 - Installed | 2009-11-11 | - | 2010-01-08 | 0 | 20700
CCBUES - 00117 | 85648 | PV (Photovoltaic) | 6.3 | 11025 | Residential | UFI | 3 - Installed | 2009-11-12 | - | 2010-01-08 | 0 | 18900
CCBUES - 00115 | 86406 | PV (Photovoltaic) | 7.095 | 12416.25 | Residential | UFI | 3 - Installed | 2009-11-19 | - | 2010-01-08 | 0 | 21285
CCBUES - 00116 | 86409 | PV (Photovoltaic) | 2.2 | 3850 | Residential | UFI | 3 - Installed | 2009-11-19 | - | 2010-01-08 | 0 | 6600
CCBUES - 00118 | 86406 | PV (Photovoltaic) | 5.04 | 8820 | Residential | UFI | 3 - Installed | 2009-12-09 | - | 2010-01-08 | 0 | 15120
CCBUES - 00119 | 86406 | PV (Photovoltaic) | 8.74 | 15295 | Residential | UFI | 3 - Installed | 2009-12-09 | - | 2010-01-08 | 0 | 26220
CCBUES - 00126 | 86409 | PV (Photovoltaic) | 17.64 | 30870 | Non-Residential | UFI | 3 - Installed | 2009-11-10 | - | 2010-01-12 | 0 | 44100
CCBUES - 00120 | 86444 | PV (Photovoltaic) | 2.2 | 3850 | Residential | UFI | 3 - Installed | 2009-11-11 | - | 2010-01-12 | 0 | 6600
CCBUES - 00121 | 86444 | PV (Photovoltaic) | 2.2 | 3850 | Residential | UFI | 3 - Installed | 2009-11-11 | - | 2010-01-12 | 0 | 6600
CCBUES - 00127 | 86409 | PV (Photovoltaic) | 14.805 | 25908.75 | Non-Residential | UFI | 3 - Installed | 2009-11-19 | - | 2010-01-12 | 0 | 37012.5
CCBUES - 00128 | 86409 | PV (Photovoltaic) | 14.805 | 25908.75 | Non-Residential | UFI | 3 - Installed | 2009-11-19 | - | 2010-01-12 | 0 | 37012.5
CCBUES - 00122 | 86409 | PV (Photovoltaic) | 3.3 | 5775 | Residential | UFI | 3 - Installed | 2009-11-20 | - | 2010-01-12 | 0 | 9900
CCBUES - 00125 | 86404 | PV (Photovoltaic) | 12.3 | 21525 | Residential | UFI | 3 - Installed | 2009-11-24 | - | 2010-01-12 | 0 | 35055
CCBUES - 00123 | 86403 | PV (Photovoltaic) | 10.08 | 17640 | Residential | UFI | 3 - Installed | 2009-12-01 | - | 2010-01-12 | 0 | 30240
CCBUES - 00124 | 86404 | PV (Photovoltaic) | 2.94 | 5145 | Residential | UFI | 3 - Installed | 2009-12-11 | - | 2010-01-12 | 0 | 8820
CCBUES - 00129 | 86406 | PV (Photovoltaic) | 6.58 | 11515 | Residential | UFI | 3 - Installed | 2009-11-19 | - | 2010-01-18 | 0 | 19740
CCBUES - 00130 | 86403 | PV (Photovoltaic) | 7.92 | 13860 | Residential | UFI | 3 - Installed | 2009-12-11 | - | 2010-01-18 | 0 | 23760
CCBUES - 00131 | 86409 | PV (Photovoltaic) | 4.05 | 7087.5 | Residential | UFI | 3 - Installed | 2009-11-12 | - | 2010-01-22 | 0 | 12150
CCBUES - 00132 | 86409 | PV (Photovoltaic) | 2.4 | 4200 | Residential | UFI | 3 - Installed | 2009-12-11 | - | 2010-01-22 | 0 | 5040
CCBUES - 00133 | 86403 | PV (Photovoltaic) | 8.2 | 14350 | Residential | UFI | 3 - Installed | 2009-12-15 | - | 2010-01-22 | 0 | 24600
CCBUES - 00134 | 86406 | PV (Photovoltaic) | 10.12 | 17710 | Residential | UFI | 3 - Installed | 2009-12-28 | - | 2010-01-22 | 0 | 30360
CCBUES - 00135 | 86409 | PV (Photovoltaic) | 2.1 | 3675 | Residential | UFI | 3 - Installed | 2009-09-18 | - | 2010-01-25 | 0 | 6300
CCBUES - 00136 | 86409 | PV (Photovoltaic) | 3.7 | 6475 | Residential | UFI | 3 - Installed | 2009-12-11 | - | 2010-01-25 | 0 | 11100
CCBUES - 00137 | 86413 | PV (Photovoltaic) | 10.56 | 18480 | Residential | UFI | 3 - Installed | 2009-12-11 | - | 2010-01-25 | 0 | 31680
CCBUES - 00138 | 85646 | PV (Photovoltaic) | 3.04 | 5320 | Residential | UFI | 3 - Installed | 2009-11-03 | - | 2010-02-05 | 0 | 9120
CCBUES - 00139 | 85646 | PV (Photovoltaic) | 7.92 | 13860 | Residential | UFI | 3 - Installed | 2009-12-01 | - | 2010-02-05 | 0 | 23760
CCBUES - 00140 | 86409 | PV (Photovoltaic) | 5.06 | 8855 | Residential | UFI | 3 - Installed | 2009-12-11 | - | 2010-02-05 | 0 | 12903
CCBUES - 00141 | 86404 | PV (Photovoltaic) | 7.05 | 12337.5 | Residential | UFI | 3 - Installed | 2009-11-02 | - | 2010-02-15 | 0 | 21150
CCBUES - 00142 | 86403 | PV (Photovoltaic) | 7.92 | 13860 | Residential | UFI | 3 - Installed | 2009-12-15 | - | 2010-02-15 | 0 | 23760
CCBUES - 00143 | 85648 | PV (Photovoltaic) | 4.18 | 7315 | Residential | UFI | 3 - Installed | 2009-10-02 | - | 2010-03-01 | 0 | 12540
CCBUES - 00144 | 86401 | PV (Photovoltaic) | 4.2 | 7350 | Residential | UFI | 3 - Installed | 2009-12-28 | - | 2010-03-01 | 0 | 12600
CCBUES - 00145 | 85646 | PV (Photovoltaic) | 7.59 | 13282.5 | Residential | UFI | 3 - Installed | 2009-12-28 | - | 2010-03-01 | 0 | 22770
CCBUES - 00146 | 86409 | PV (Photovoltaic) | 0.82 | 1435 | Residential | UFI | 3 - Installed | 2009-12-28 | - | 2010-03-01 | 0 | 2083.2
CCBUES - 00147 | 86406 | PV (Photovoltaic) | 8.28 | 14490 | Residential | UFI | 3 - Installed | 2010-01-12 | - | 2010-03-01 | 0 | 24840
CCBUES - 00148 | 86406 | PV (Photovoltaic) | 16.56 | 28980 | Residential | UFI | 3 - Installed | 2010-01-12 | - | 2010-03-01 | 0 | 49680
CCBUES - 00149 | 86404 | PV (Photovoltaic) | 10.105 | 17683.75 | Residential | UFI | 3 - Installed | 2010-05-23 | 2010-05-23 | 2010-05-23 | 60480 | 30315 | HYBRID SOLAR
CCBUES - 00150 | 86404 | PV (Photovoltaic) | 2.835 | 4961.25 | Residential | UFI | 3 - Installed | 2010-06-02 | 2010-06-01 | 2010-06-02 | 23262.5 | 8505 | ESMAY ELECTRIC INC
CCBUES - 00151 | 86406 | PV (Photovoltaic) | 6.21 | 10867.5 | Residential | UFI | 3 - Installed | 2010-06-09 | 2010-05-11 | 2010-06-09 | 43470 | 18630 | ESMAY ELECTRIC INC
CCBUES - 00152 | 86401 | PV (Photovoltaic) | 3.825 | 6693.75 | Non-Residential | UFI | 3 - Installed | 2010-06-09 | 2010-06-08 | 2010-06-09 | 28350 | 9562.5 | TRISTATE SOLAR AND WIND CORP.
CCBUES - 00155 | 86406 | PV (Photovoltaic) | 8.28 | 14490 | Residential | UFI | 3 - Installed | 2010-06-11 | 2010-06-11 | 2010-06-21 | 57927 | 24840 | ESMAY ELECTRIC INC
CCBUES - 00157 | 86403 | PV (Photovoltaic) | 5.98 | 10465 | Residential | UFI | 3 - Installed | 2010-06-11 | 2010-06-11 | 2010-06-21 | 38870 | 17940 | HYBRID SOLAR
CCBUES - 00158 | 86406 | PV (Photovoltaic) | 8.6 | 15050 | Residential | UFI | 3 - Installed | 2010-06-11 | 2010-06-11 | 2010-06-21 | 53750 | 25800 | ESMAY ELECTRIC INC
CCBUES - 00153 | 86406 | PV (Photovoltaic) | 10.12 | 17710 | Residential | UFI | 3 - Installed | 2010-06-21 | 2010-06-02 | 2010-06-21 | 52630 | 30360 | HYBRID SOLAR
CCBUES - 00154 | 86406 | PV (Photovoltaic) | 10.12 | 17710 | Residential | UFI | 3 - Installed | 2010-06-21 | 2010-06-03 | 2010-06-21 | 75900 | 30360 | ESMAY ELECTRIC INC
CCBUES - 00156 | 86401 | PV (Photovoltaic) | 4.5 | 7875 | Residential | UFI | 3 - Installed | 2010-06-21 | 2010-06-09 | 2010-06-21 | 54400 | 13500 | TRISTATE SOLAR AND WIND CORP.
CCBUES - 00165 | 86403 | PV (Photovoltaic) | 9.46 | 16555 | Residential | UFI | 3 - Installed | 2010-05-30 | 2010-06-10 | 2010-06-23 | 60554 | 28380 | SALT RIVER SOLAR AND WIND
CCBUES - 00163 | 86404 | PV (Photovoltaic) | 3.44 | 6020 | Residential | UFI | 3 - Installed | 2010-06-21 | 2010-06-22 | 2010-06-23 | 39682.5 | 10320 | ESMAY ELECTRIC INC
CCBUES - 00159 | 86404 | PV (Photovoltaic) | 7.285 | 12748.75 | Residential | UFI | 3 - Installed | 2010-06-23 | 2010-06-03 | 2010-06-23 | 49173 | 21855 | HYBRID SOLAR
CCBUES - 00160 | 86403 | PV (Photovoltaic) | 5.52 | 9660 | Residential | UFI | 3 - Installed | 2010-06-23 | 2010-06-10 | 2010-06-23 | 38640 | 16560 | ESMAY ELECTRIC INC
CCBUES - 00161 | 86406 | PV (Photovoltaic) | 4.5 | 7875 | Residential | UFI | 3 - Installed | 2010-06-23 | 2010-06-02 | 2010-06-23 | 33000 | 13500 | TRISTATE SOLAR AND WIND CORP.
CCBUES - 00162 | 86406 | PV (Photovoltaic) | 7.59 | 13282.5 | Residential | UFI | 3 - Installed | 2010-06-23 | 2010-06-22 | 2010-06-23 | 45600 | 22770 | GREEN LIGHT SOLAR INDUSTRIES
CCBUES - 00164 | 86413 | PV (Photovoltaic) | 3.6 | 6300 | Residential | UFI | 3 - Installed | 2010-06-23 | 2010-06-21 | 2010-06-23 | 26000 | 10800 | TRISTATE SOLAR AND WIND CORP.
CCBUES - 00166 | 86406 | PV (Photovoltaic) | 8.97 | 15697.5 | Residential | UFI | 3 - Installed | 2010-06-23 | 2010-06-10 | 2010-06-23 | 367472 | 26910 | GREEN LIGHT SOLAR INDUSTRIES
CCBUES - 00167 | 85648 | PV (Photovoltaic) | 5.16 | 9030 | Non-Residential | UFI | 3 - Installed | 2010-06-23 | 2010-05-28 | 2010-06-23 | 32467 | 12900 | TECHNICIANS FOR SUSTAINABILITY
CCBUES - 00168 | 86406 | PV (Photovoltaic) | 7.52 | 13160 | Residential | UFI | 3 - Installed | 2010-06-24 | 2010-05-12 | 2010-06-24 | 47250 | 22560 | HYBRID SOLAR
CCBUES - 00169 | 86403 | PV (Photovoltaic) | 10.81 | 18917.5 | Residential | UFI | 3 - Installed | 2010-06-24 | 2010-06-22 | 2010-06-24 | 62817 | 32430 | ESMAY ELECTRIC INC
CCBUES - 00170 | 86404 | PV (Photovoltaic) | 7.59 | 13282.5 | Residential | UFI | 3 - Installed | 2010-06-24 | 2010-06-22 | 2010-06-24 | 53130 | 22770 | ESMAY ELECTRIC INC
CCBUES - 00171 | 86403 | PV (Photovoltaic) | 13.8 | 24150 | Residential | UFI | 3 - Installed | 2010-06-24 | 2010-05-14 | 2010-06-24 | 96600 | 41400 | ESMAY ELECTRIC INC
CCBUES - 00172 | 86438 | PV (Photovoltaic) | 1.04 | 1820 | Residential | UFI | 3 - Installed | 2010-06-02 | 2010-06-01 | 2010-06-25 | 9540 | 2520 | EVER ELECTRIC
CCBUES - 00176 | 86406 | PV (Photovoltaic) | 5.4 | 9450 | Residential | UFI | 3 - Installed | 2010-06-09 | 2010-06-03 | 2010-06-28 | 39200 | 16200 | TRISTATE SOLAR AND WIND CORP.
CCBUES - 00173 | 86406 | PV (Photovoltaic) | 14.1 | 24675 | Residential | UFI | 3 - Installed | 2010-06-28 | 2010-06-28 | 2010-06-28 | 84600 | 42300 | HYBRID SOLAR
CCBUES - 00174 | 85646 | PV (Photovoltaic) | 6.44 | 11270 | Residential | UFI | 3 - Installed | 2010-06-28 | 2010-05-25 | 2010-06-28 | 39870 | 19320 | SOUTHWESTERN SOLAR
CCBUES - 00175 | 85621 | PV (Photovoltaic) | 4.2 | 7350 | Residential | UFI | 3 - Installed | 2010-06-28 | 2010-05-28 | 2010-06-28 | 29580 | 12600 | WESTWIND SOLAR ELECTRIC, INC
CCBUES - 00177 | 86403 | PV (Photovoltaic) | 7.92 | 13860 | Non-Residential | UFI | 3 - Installed | 2010-06-28 | 2010-06-25 | 2010-06-28 | 80583 | 19800 | ESMAY ELECTRIC INC
CCBUES - 00178 | 86403 | PV (Photovoltaic) | 7.26 | 12705 | Non-Residential | UFI | 3 - Installed | 2010-06-28 | 2010-06-25 | 2010-06-28 | 39920 | 18150 | ESMAY ELECTRIC INC
CCBUES - 00179 | 86403 | PV (Photovoltaic) | 7.26 | 12705 | Non-Residential | UFI | 3 - Installed | 2010-06-28 | 2010-06-25 | 2010-06-28 | 39930 | 18150 | ESMAY ELECTRIC INC
CCBUES - 00181 | 86404 | PV (Photovoltaic) | 10.12 | 17710 | Residential | UFI | 3 - Installed | 2010-06-09 | 2010-06-04 | 2010-07-23 | 60480 | 30360 | HYBRID SOLAR
CCBUES - 00180 | 86406 | PV (Photovoltaic) | 0.875 | 1531.25 | Residential | UFI | 3 - Installed | 2010-07-23 | 2010-07-23 | 2010-07-23 | 84600 | 2625 | HYBRID SOLAR
CCBUES - 00182 | 85621 | PV (Photovoltaic) | 4.2 | 7350 | Residential | UFI | 3 - Installed | 2010-07-23 | 2010-07-09 | 2010-07-23 | 29580 | 12600 | WESTWIND SOLAR ELECTRIC, INC
CCBUES - 00183 | 86403 | PV (Photovoltaic) | 15.18 | 26565 | Residential | UFI | 3 - Installed | 2010-07-23 | 2010-07-20 | 2010-07-23 | 98214.6 | 45540 | ESMAY ELECTRIC INC
CCBUES - 00190 | 86404 | PV (Photovoltaic) | 10.12 | 17710 | Residential | UFI | 3 - Installed | 2010-07-07 | 2010-07-22 | 2010-07-25 | 70840 | 30360 | ESMAY ELECTRIC INC
CCBUES - 00184 | 86404 | PV (Photovoltaic) | 6.9 | 12075 | Residential | UFI | 3 - Installed | 2010-07-25 | 2010-07-23 | 2010-07-25 | 35910 | 20700 | GREEN LIGHT SOLAR INDUSTRIES
CCBUES - 00185 | 86406 | PV (Photovoltaic) | 7.59 | 13282.5 | Residential | UFI | 3 - Installed | 2010-07-25 | 2010-07-23 | 2010-07-25 | 41400 | 22770 | ESMAY ELECTRIC INC
CCBUES - 00186 | 86406 | PV (Photovoltaic) | 8.28 | 14490 | Residential | UFI | 3 - Installed | 2010-07-25 | 2010-07-20 | 2010-07-25 | 45540 | 24840 | GREEN LIGHT SOLAR INDUSTRIES
CCBUES - 00187 | 86403 | PV (Photovoltaic) | 8.28 | 14490 | Residential | UFI | 3 - Installed | 2010-07-25 | 2010-07-22 | 2010-07-25 | 45600 | 24840 | GREEN LIGHT SOLAR INDUSTRIES
CCBUES - 00188 | 86406 | PV (Photovoltaic) | 15.18 | 26565 | Residential | UFI | 3 - Installed | 2010-07-25 | 2010-07-23 | 2010-07-25 | 114660 | 45540 | ESMAY ELECTRIC INC
CCBUES - 00189 | 86403 | PV (Photovoltaic) | 6.45 | 11287.5 | Residential | UFI | 3 - Installed | 2010-07-25 | 2010-07-22 | 2010-07-25 | 43860 | 19350 | ESMAY ELECTRIC INC
CCBUES - 00191 | 86404 | PV (Photovoltaic) | 5.28 | 9240 | Residential | UFI | 3 - Installed | 2010-07-25 | 2010-04-20 | 2010-07-25 | 52800 | 15840 | SUN SPOT SOLAR AZ LLC
CCBUES - 00192 | 86403 | PV (Photovoltaic) | 7.425 | 12993.75 | Residential | UFI | 3 - Installed | 2010-07-25 | 2010-07-22 | 2010-07-25 | 40000 | 22275 | GREEN LIGHT SOLAR INDUSTRIES
CCBUES - 00193 | 86409 | PV (Photovoltaic) | 4.4 | 7700 | Residential | UFI | 3 - Installed | 2010-07-25 | 2010-07-21 | 2010-07-25 | 24200 | 13200 | EVER ELECTRIC
CCBUES - 00198 | 86404 | PV (Photovoltaic) | 14.85 | 25987.5 | Non-Residential | UFI | 3 - Installed | 2009-06-29 | 2010-06-29 | 2010-07-26 | 97564.5 | 37125 | LEGACY AIR INC
CCBUES - 00199 | 86404 | PV (Photovoltaic) | 5.4 | 9450 | Non-Residential | UFI | 3 - Installed | 2009-06-29 | 2010-06-28 | 2010-07-26 | 35478 | 13500 | LEGACY AIR INC
CCBUES - 00200 | 86404 | PV (Photovoltaic) | 14.85 | 25987.5 | Non-Residential | UFI | 3 - Installed | 2009-06-29 | 2010-06-24 | 2010-07-26 | 97564.5 | 37125 | LEGACY AIR INC
CCBUES - 00201 | 86404 | PV (Photovoltaic) | 14.85 | 25987.5 | Non-Residential | UFI | 3 - Installed | 2009-06-29 | 2010-06-27 | 2010-07-26 | 97564.5 | 37125 | LEGACY AIR INC
CCBUES - 00202 | 86404 | PV (Photovoltaic) | 14.85 | 25987.5 | Non-Residential | UFI | 3 - Installed | 2009-06-29 | 2010-06-28 | 2010-07-26 | 97564.5 | 37125 | LEGACY AIR INC
CCBUES - 00203 | 86404 | PV (Photovoltaic) | 14.85 | 25987.5 | Non-Residential | UFI | 3 - Installed | 2009-06-29 | 2010-06-28 | 2010-07-26 | 97564.5 | 37125 | LEGACY AIR INC
CCBUES - 00204 | 86404 | PV (Photovoltaic) | 14.85 | 25987.5 | Non-Residential | UFI | 3 - Installed | 2009-06-29 | 2010-07-26 | 2010-07-26 | 97564.5 | 37125 | LEGACY AIR INC
CCBUES - 00194 | 86406 | PV (Photovoltaic) | 8.28 | 14490 | Residential | UFI | 3 - Installed | 2010-07-26 | 2010-07-22 | 2010-07-26 | 41400 | 24840 | GREEN LIGHT SOLAR INDUSTRIES
CCBUES - 00195 | 86403 | PV (Photovoltaic) | 10.12 | 17710 | Residential | UFI | 3 - Installed | 2010-07-26 | 2010-07-23 | 2010-07-26 | 70840 | 30360 | ESMAY ELECTRIC INC
CCBUES - 00196 | 86404 | PV (Photovoltaic) | 8.17 | 14297.5 | Residential | UFI | 3 - Installed | 2010-07-26 | 2010-07-23 | 2010-07-26 | 51500 | 24510 | ESMAY ELECTRIC INC
CCBUES - 00197 | 86406 | PV (Photovoltaic) | 8.28 | 14490 | Residential | UFI | 3 - Installed | 2010-07-26 | 2010-07-22 | 2010-07-26 | 46900 | 24840 | GREEN LIGHT SOLAR INDUSTRIES
CCBUES - 00205 | 86404 | PV (Photovoltaic) | 5.4 | 9450 | Non-Residential | UFI | 3 - Installed | 2009-06-29 | 2010-07-27 | 2010-07-27 | 35478 | 13500 | LEGACY AIR INC
CCBUES - 00206 | 86409 | PV (Photovoltaic) | 6.02 | 10535 | Residential | UFI | 3 - Installed | 2010-07-29 | 2010-07-28 | 2010-07-29 | 38775 | 18060 | TRISTATE SOLAR AND WIND CORP.
CCBUES - 00207 | 86404 | PV (Photovoltaic) | 10.8 | 18900 | Residential | UFI | 3 - Installed | 2010-07-29 | 2010-07-23 | 2010-07-29 | 71660 | 32400 | ESMAY ELECTRIC INC
CCBUES - 00208 | 86403 | PV (Photovoltaic) | 28.38 | 49665 | Non-Residential | UFI | 3 - Installed | 2010-07-29 | 2010-07-26 | 2010-07-29 | 164604 | 70950 | ESMAY ELECTRIC INC
CCBUES - 00212 | 86404 | PV (Photovoltaic) | 8.46 | 14805 | Residential | UFI | 3 - Installed | 2010-06-09 | 2010-07-28 | 2010-07-30 | 50000 | 25380 | HAVASU SOLAR ELECTRIC
CCBUES - 00209 | 86401 | PV (Photovoltaic) | 16.425 | 28743.75 | Residential | UFI | 3 - Installed | 2010-07-07 | 2010-07-21 | 2010-07-30 | 111500 | 49275 | TRISTATE SOLAR AND WIND CORP.
CCBUES - 00210 | 86409 | PV (Photovoltaic) | 9.99 | 17482.5 | Residential | UFI | 3 - Installed | 2010-07-30 | 2010-07-21 | 2010-07-30 | 69500 | 29970 | TRISTATE SOLAR AND WIND CORP.
CCBUES - 00211 | 86438 | PV (Photovoltaic) | 1.848 | 3234 | Residential | UFI | 3 - Installed | 2010-07-30 | 2010-07-29 | 2010-07-30 | 10601.96 | 5544 | EVER ELECTRIC
CCBUES - 00213 | 85646 | PV (Photovoltaic) | 4.44 | 7770 | Residential | UFI | 3 - Installed | 2010-08-04 | 2010-07-19 | 2010-08-04 | 33840 | 13320 | PROGRESSIVE SOLAR
CCBUES - 00214 | 86404 | PV (Photovoltaic) | 4.95 | 8662.5 | Residential | UFI | 3 - Installed | 2009-06-29 | 2010-08-03 | 2010-08-09 | 32521.5 | 14850 | LEGACY AIR INC
CCBUES - 00216 | 86404 | PV (Photovoltaic) | 4.95 | 8662.5 | Residential | UFI | 3 - Installed | 2009-06-29 | 2010-08-03 | 2010-08-09 | 32521.5 | 14850 | LEGACY AIR INC
CCBUES - 00219 | 86404 | PV (Photovoltaic) | 2.475 | 4331.25 | Residential | UFI | 3 - Installed | 2009-06-29 | 2010-08-03 | 2010-08-09 | 16260.75 | 7425 | LEGACY AIR INC
CCBUES - 00221 | 86413 | PV (Photovoltaic) | 4.4 | 7700 | Residential | UFI | 3 - Installed | 2010-06-01 | 2010-08-06 | 2010-08-09 | 27300 | 13200 | MULTER ELECTRIC LLC
CCBUES - 00215 | 86404 | PV (Photovoltaic) | 4.95 | 8662.5 | Residential | UFI | 3 - Installed | 2010-08-09 | 2010-08-03 | 2010-08-09 | 32521.5 | 14850 | LEGACY AIR INC
CCBUES - 00217 | 86404 | PV (Photovoltaic) | 4.95 | 8662.5 | Residential | UFI | 3 - Installed | 2010-08-09 | 2010-08-03 | 2010-08-09 | 32521.5 | 14850
CCBUES - 00218 | 86404 | PV (Photovoltaic) | 4.95 | 8662.5 | Residential | UFI | 3 - Installed | 2010-08-09 | 2010-08-03 | 2010-08-09 | 32521.5 | 14850 | LEGACY AIR INC
CCBUES - 00220 | 86404 | PV (Photovoltaic) | 4.95 | 8662.5 | Residential | UFI | 3 - Installed | 2010-08-09 | 2010-08-03 | 2010-08-09 | 32521.5 | 14850 | LEGACY AIR INC
CCBUES - 00222 | 86404 | PV (Photovoltaic) | 4.95 | 8662.5 | Residential | UFI | 3 - Installed | 2009-06-29 | 2010-07-28 | 2010-08-10 | 32521.5 | 14850 | LEGACY AIR INC
CCBUES - 00223 | 86404 | PV (Photovoltaic) | 4.95 | 8662.5 | Residential | UFI | 3 - Installed | 2009-06-29 | 2010-07-28 | 2010-08-10 | 32521.5 | 14850 | LEGACY AIR INC
CCBUES - 00224 | 86404 | PV (Photovoltaic) | 4.95 | 8662.5 | Residential | UFI | 3 - Installed | 2009-06-29 | 2010-07-28 | 2010-08-10 | 32521.5 | 14850 | LEGACY AIR INC
CCBUES - 00225 | 86404 | PV (Photovoltaic) | 4.95 | 8662.5 | Residential | UFI | 3 - Installed | 2009-06-29 | 2010-07-28 | 2010-08-10 | 58538.7 | 14850 | LEGACY AIR INC
CCBUES - 00227 | 86404 | PV (Photovoltaic) | 4.95 | 8662.5 | Residential | UFI | 3 - Installed | 2009-06-29 | 2010-07-28 | 2010-08-10 | 32521.5 | 14850 | LEGACY AIR INC
CCBUES - 00228 | 86404 | PV (Photovoltaic) | 4.95 | 8662.5 | Residential | UFI | 3 - Installed | 2009-06-29 | 2010-07-28 | 2010-08-10 | 26607 | 14850 | LEGACY AIR INC
CCBUES - 00229 | 86404 | PV (Photovoltaic) | 4.95 | 8662.5 | Residential | UFI | 3 - Installed | 2009-06-29 | 2010-07-28 | 2010-08-10 | 32521.5 | 14850 | LEGACY AIR INC
CCBUES - 00226 | 86404 | PV (Photovoltaic) | 3.15 | 5512.5 | Residential | UFI | 3 - Installed | 2010-08-03 | 2010-08-03 | 2010-08-10 | 20695.5 | 9450 | LEGACY AIR INC
CCBUES - 00230 | 86404 | PV (Photovoltaic) | 3.15 | 5512.5 | Residential | UFI | 3 - Installed | 2009-06-29 | 2010-08-04 | 2010-08-11 | 20695.5 | 9450 | LEGACY AIR INC
CCBUES - 00231 | 86404 | PV (Photovoltaic) | 3.15 | 5512.5 | Residential | UFI | 3 - Installed | 2009-06-29 | 2010-08-04 | 2010-08-11 | 20695.5 | 9450 | LEGACY AIR INC
CCBUES - 00232 | 86404 | PV (Photovoltaic) | 4.95 | 8662.5 | Residential | UFI | 3 - Installed | 2009-06-29 | 2010-07-28 | 2010-08-11 | 32521.5 | 14850 | LEGACY AIR INC
CCBUES - 00233 | 86404 | PV (Photovoltaic) | 4.95 | 8662.5 | Residential | UFI | 3 - Installed | 2009-06-29 | 2010-08-11 | 2010-08-11 | 32521.5 | 14850 | LEGACY AIR INC
CCBUES - 00234 | 86404 | PV (Photovoltaic) | 4.95 | 8662.5 | Residential | UFI | 3 - Installed | 2009-06-29 | 2010-07-28 | 2010-08-11 | 32521.5 | 14850 | LEGACY AIR INC
CCBUES - 00236 | 86404 | PV (Photovoltaic) | 14.85 | 25987.5 | Non-Residential | UFI | 3 - Installed | 2009-06-29 | 2010-08-06 | 2010-08-11 | 97564.5 | 37125 | LEGACY AIR INC
CCBUES - 00235 | 86438 | PV (Photovoltaic) | 3.76 | 6580 | Residential | UFI | 3 - Installed | 2010-08-11 | 2010-08-11 | 2010-08-11 | 20995 | 11280 | MILHOLLAND ELECTRIC AZ INC
CCBUES - 00240 | 86401 | PV (Photovoltaic) | 3.375 | 5906.25 | Residential | UFI | 3 - Installed | 2010-07-01 | 2010-08-09 | 2010-08-13 | 25250 | 10125 | TRISTATE SOLAR AND WIND CORP.
CCBUES - 00239 | 86404 | PV (Photovoltaic) | 10.08 | 17640 | Residential | UFI | 3 - Installed | 2010-07-12 | 2010-08-10 | 2010-08-13 | 63000 | 30240 | HYBRID SOLAR
CCBUES - 00237 | 86438 | PV (Photovoltaic) | 1.04 | 1820 | Residential | UFI | 3 - Installed | 2010-08-09 | 2010-07-29 | 2010-08-13 | 16000 | 2080 | GENERATOR SOLAR AND WIND POWER SYSTEMS
CCBUES - 00241 | 86403 | PV (Photovoltaic) | 7.77 | 13597.5 | Residential | UFI | 3 - Installed | 2010-08-12 | 2010-08-10 | 2010-08-13 | 54390 | 23310 | ESMAY ELECTRIC INC
CCBUES - 00238 | 86406 | PV (Photovoltaic) | 2.236 | 3913 | Residential | UFI | 3 - Installed | 2010-08-13 | 2010-06-09 | 2010-08-13 | 50000 | 4472 | MAIN ELECTRIC INC
CCBUES - 00242 | 86404 | PV (Photovoltaic) | 0.99 | 1732.5 | Non-Residential | UFI | 3 - Installed | 2010-08-13 | 2010-08-13 | 2010-08-13 | 97564.5 | 2475 | LEGACY AIR INC
CCBUES - 00243 | 86404 | PV (Photovoltaic) | 4.95 | 8662.5 | Residential | UFI | 3 - Installed | 2009-06-29 | 2010-08-13 | 2010-08-17 | 32521.5 | 14850 | LEGACY AIR INC
CCBUES - 00244 | 86404 | PV (Photovoltaic) | 4.95 | 8662.5 | Residential | UFI | 3 - Installed | 2009-06-29 | 2010-08-17 | 2010-08-17 | 32521.5 | 14850 | LEGACY AIR INC
CCBUES - 00246 | 86401 | PV (Photovoltaic) | 10.34 | 18095 | Residential | UFI | 3 - Installed | 2010-08-16 | 2010-08-16 | 2010-08-17 | 55000 | 31020 | HYBRID SOLAR
CCBUES - 00245 | 86404 | PV (Photovoltaic) | 4.95 | 8662.5 | Residential | UFI | 3 - Installed | 2010-08-17 | 2010-08-12 | 2010-08-17 | 32521.5 | 14850 | LEGACY AIR INC
CCBUES - 00247 | 86404 | PV (Photovoltaic) | 4.95 | 8662.5 | Residential | UFI | 3 - Installed | 2009-06-29 | 2010-08-12 | 2010-08-18 | 32521.5 | 14850 | LEGACY AIR INC
CCBUES - 00248 | 86404 | PV (Photovoltaic) | 4.95 | 8662.5 | Residential | UFI | 3 - Installed | 2009-06-29 | 2010-08-18 | 2010-08-18 | 32521.5 | 14850 | LEGACY AIR INC
CCBUES - 00249 | 86404 | PV (Photovoltaic) | 4.95 | 8662.5 | Residential | UFI | 3 - Installed | 2009-06-29 | 2010-08-13 | 2010-08-18 | 32521.5 | 14850 | LEGACY AIR INC
CCBUES - 00252 | 86404 | PV (Photovoltaic) | 4.95 | 8662.5 | Residential | UFI | 3 - Installed | 2009-06-29 | 2010-08-12 | 2010-08-18 | 32521.5 | 14850 | LEGACY AIR INC
CCBUES - 00253 | 86404 | PV (Photovoltaic) | 4.95 | 8662.5 | Residential | UFI | 3 - Installed | 2009-06-29 | 2010-08-12 | 2010-08-18 | 32521.5 | 14850 | LEGACY AIR INC
CCBUES - 00254 | 86404 | PV (Photovoltaic) | 4.95 | 8662.5 | Residential | UFI | 3 - Installed | 2009-06-29 | 2010-08-12 | 2010-08-18 | 32521.5 | 14850 | LEGACY AIR INC
CCBUES - 00255 | 86404 | PV (Photovoltaic) | 4.95 | 8662.5 | Residential | UFI | 3 - Installed | 2009-06-29 | 2010-08-13 | 2010-08-18 | 32521.5 | 14850 | LEGACY AIR INC
CCBUES - 00257 | 86404 | PV (Photovoltaic) | 4.95 | 8662.5 | Residential | UFI | 3 - Installed | 2009-06-29 | 2010-08-13 | 2010-08-18 | 32521.5 | 14850 | LEGACY AIR INC
CCBUES - 00258 | 86404 | PV (Photovoltaic) | 4.95 | 8662.5 | Residential | UFI | 3 - Installed | 2009-06-29 | 2010-08-13 | 2010-08-18 | 32521.5 | 14850 | LEGACY AIR INC
CCBUES - 00259 | 86404 | PV (Photovoltaic) | 4.95 | 8662.5 | Residential | UFI | 3 - Installed | 2009-06-29 | 2010-08-13 | 2010-08-18 | 32521.5 | 14850 | LEGACY AIR INC
CCBUES - 00260 | 86404 | PV (Photovoltaic) | 4.95 | 8662.5 | Residential | UFI | 3 - Installed | 2009-06-29 | 2010-08-13 | 2010-08-18 | 32521.5 | 14850 | LEGACY AIR INC
CCBUES - 00261 | 86404 | PV (Photovoltaic) | 2.7 | 4725 | Residential | UFI | 3 - Installed | 2009-06-29 | 2010-08-12 | 2010-08-18 | 20739 | 8100 | LEGACY AIR INC
CCBUES - 00250 | 86404 | PV (Photovoltaic) | 4.95 | 8662.5 | Residential | UFI | 3 - Installed | 2010-08-18 | 2010-08-18 | 2010-08-18 | 32521.5 | 14850 | LEGACY AIR INC
CCBUES - 00251 | 86404 | PV (Photovoltaic) | 4.95 | 8662.5 | Residential | UFI | 3 - Installed | 2010-08-18 | 2010-08-12 | 2010-08-18 | 32521.5 | 14850 | LEGACY AIR INC
CCBUES - 00256 | 86404 | PV (Photovoltaic) | 2.475 | 4331.25 | Residential | UFI | 3 - Installed | 2010-08-18 | 2010-08-13 | 2010-08-18 | 16260.75 | 7425 | LEGACY AIR INC
CCBUES - 00262 | 86404 | PV (Photovoltaic) | 4.95 | 8662.5 | Residential | UFI | 3 - Installed | 2012-08-18 | 2010-08-12 | 2010-08-18 | 32521.5 | 14850 | LEGACY AIR INC
CCBUES - 00264 | 86404 | PV (Photovoltaic) | 4.95 | 8662.5 | Residential | UFI | 3 - Installed | 2009-06-29 | 2010-08-13 | 2010-08-19 | 32521.5 | 14850 | LEGACY AIR INC
CCBUES - 00265 | 86404 | PV (Photovoltaic) | 4.95 | 8662.5 | Residential | UFI | 3 - Installed | 2009-06-29 | 2010-08-19 | 2010-08-19 | 32521.5 | 14850 | LEGACY AIR INC
CCBUES - 00266 | 86404 | PV (Photovoltaic) | 4.95 | 8662.5 | Residential | UFI | 3 - Installed | 2009-06-29 | 2010-08-13 | 2010-08-19 | 32521.5 | 14850 | LEGACY AIR INC
CCBUES - 00269 | 86404 | PV (Photovoltaic) | 4.95 | 8662.5 | Residential | UFI | 3 - Installed | 2009-06-29 | 2010-08-13 | 2010-08-19 | 32521.5 | 14850 | LEGACY AIR INC
CCBUES - 00268 | 86404 | PV (Photovoltaic) | 4.95 | 8662.5 | Residential | UFI | 3 - Installed | 2010-08-17 | 2010-08-19 | 2010-08-19 | 32521.5 | 14850 | LEGACY AIR INC
CCBUES - 00263 | 86404 | PV (Photovoltaic) | 4.95 | 8662.5 | Residential | UFI | 3 - Installed | 2010-08-19 | 2010-08-13 | 2010-08-19 | 32521.5 | 14850 | LEGACY AIR INC
CCBUES - 00267 | 86404 | PV (Photovoltaic) | 4.95 | 8662.5 | Residential | UFI | 3 - Installed | 2010-08-19 | 2010-08-13 | 2010-08-19 | 32521.5 | 14850 | LEGACY AIR INC
CCBUES - 00270 | 86404 | PV (Photovoltaic) | 4.95 | 8662.5 | Residential | UFI | 3 - Installed | 2010-08-19 | 2010-08-13 | 2010-08-19 | 32521.5 | 14850 | LEGACY AIR INC
CCBUES - 00271 | 86404 | PV (Photovoltaic) | 4.95 | 8662.5 | Residential | UFI | 3 - Installed | 2010-08-19 | 2010-08-13 | 2010-08-19 | 32521.5 | 14850 | LEGACY AIR INC
CCBUES - 00272 | 86404 | PV (Photovoltaic) | 4.95 | 8662.5 | Residential | UFI | 3 - Installed | 2009-06-29 | 2010-08-20 | 2010-08-20 | 32521.5 | 14850 | LEGACY AIR INC
CCBUES - 00273 | 86404 | PV (Photovoltaic) | 4.95 | 8662.5 | Residential | UFI | 3 - Installed | 2009-06-29 | 2010-08-13 | 2010-08-20 | 32521.5 | 14850 | LEGACY AIR INC
CCBUES - 00275 | 86404 | PV (Photovoltaic) | 18.9 | 33075 | Non-Residential | UFI | 3 - Installed | 2009-06-29 | 2010-08-20 | 2010-08-20 | 124173 | 47250 | LEGACY AIR INC
CCBUES - 00274 | 86409 | PV (Photovoltaic) | 4.2 | 7350 | Residential | UFI | 3 - Installed | 2010-08-20 | 2010-08-19 | 2010-08-20 | 23602 | 12600 | ANGLE HOMES INC, DBA ANGLE SOLAR SOLUTIONS
CCBUES - 00277 | 86409 | PV (Photovoltaic) | 10.35 | 18112.5 | Residential | UFI | 3 - Installed | 2010-08-11 | 2010-08-24 | 2010-08-25 | 69500 | 31050 | TRISTATE SOLAR AND WIND CORP.
CCBUES - 00276 | 86404 | PV (Photovoltaic) | 5.64 | 9870 | Residential | UFI | 3 - Installed | 2010-08-18 | 2010-08-23 | 2010-08-25 | 34066 | 16920 | MILHOLLAND ELECTRIC AZ INC
CCBUES - 00278 | 86406 | PV (Photovoltaic) | 9.24 | 16170 | Non-Residential | UFI | 3 - Installed | 2010-08-09 | 2010-08-23 | 2010-08-26 | 48390 | 23100 | GREEN LIGHT SOLAR INDUSTRIES
CCBUES - 00284 | 86406 | PV (Photovoltaic) | 7.392 | 12936 | Residential | UFI | 3 - Installed | 2010-07-02 | 2010-08-25 | 2010-08-27 | 47752 | 22176 | HYBRID SOLAR
CCBUES - 00279 | 86406 | PV (Photovoltaic) | 6.615 | 11576.25 | Residential | UFI | 3 - Installed | 2010-08-25 | 2010-08-25 | 2010-08-27 | 53782 | 19845 | ESMAY ELECTRIC INC
CCBUES - 00282 | 86404 | PV (Photovoltaic) | 7.99 | 13982.5 | Residential | UFI | 3 - Installed | 2010-08-25 | 2010-08-26 | 2010-08-27 | 51937.5 | 23970 | HYBRID SOLAR
CCBUES - 00280 | 85624 | PV (Photovoltaic) | 2.88 | 5040 | Residential | UFI | 3 - Installed | 2010-08-27 | 2010-08-13 | 2010-08-27 | 13184 | 7776 | SUNDIAL ENERGY, INC./LUCAS ELECTRIC
CCBUES - 00281 | 86404 | PV (Photovoltaic) | 4.84 | 8470 | Residential | UFI | 3 - Installed | 2010-08-27 | 2010-08-25 | 2010-08-27 | 48400 | 14520 | HOMES BY WIESNER, INC
CCBUES - 00283 | 86406 | PV (Photovoltaic) | 10.34 | 18095 | Residential | UFI | 3 - Installed | 2010-08-27 | 2010-08-25 | 2010-08-27 | 62720 | 31020 | HYBRID SOLAR
CCBUES - 00285 | 85640 | PV (Photovoltaic) | 19.035 | 33311.25 | Residential | UFI | 3 - Installed | 2010-08-27 | 2010-08-13 | 2010-08-27 | 115000 | 57105 | CAYATANO CONSTRUCTION/ RODERICK ELECTRIC
CCBUES - 00286 | 86404 | PV (Photovoltaic) | 7.59 | 13282.5 | Residential | UFI | 3 - Installed | 2010-08-27 | 2010-08-26 | 2010-08-27 | 41745 | 22770 | GREEN LIGHT SOLAR INDUSTRIES
CCBUES - 00287 | 86406 | PV (Photovoltaic) | 9.24 | 16170 | Non-Residential | UFI | 3 - Installed | 2010-08-27 | 2010-08-23 | 2010-08-27 | 48393 | 23100 | GREEN LIGHT SOLAR INDUSTRIES
CCBUES - 00288 | 85646 | PV (Photovoltaic) | 9.87 | 17272.5 | Non-Residential | UFI | 3 - Installed | 2010-08-27 | 2010-08-13 | 2010-08-27 | 62000 | 24675 | CAYATANO CONSTRUCTION/ RODERICK ELECTRIC
CCBUES - 00289 | 86406 | PV (Photovoltaic) | 9.24 | 16170 | Non-Residential | UFI | 3 - Installed | 2010-08-27 | 2010-08-23 | 2010-08-27 | 48390 | 23100 | GREEN LIGHT SOLAR INDUSTRIES
CCBUES - 00290 | 86401 | PV (Photovoltaic) | 4.14 | 7245 | Residential | UFI | 3 - Installed | 2010-08-30 | 2010-08-19 | 2010-08-30 | 22627 | 12420 | ANGLE HOMES INC, DBA ANGLE SOLAR SOLUTIONS
CCBUES - 00291 | 86444 | PV (Photovoltaic) | 2.25 | 3937.5 | Residential | UFI | 3 - Installed | 2010-01-12 | 2010-08-30 | 2010-08-31 | 0 | 6750
CCBUES - 00292 | 85648 | PV (Photovoltaic) | 19.32 | 33810 | Residential | UFI | 3 - Installed | 2010-08-24 | 2010-08-31 | 2010-09-01 | 112515 | 57960 | MRT ENTERPRISE
CCBUES - 00293 | 86438 | PV (Photovoltaic) | 6.88 | 12040 | Residential | UFI | 3 - Installed | 2010-07-02 | 2010-09-08 | 2010-09-08 | 44286.3 | 20640 | TRISTATE SOLAR AND WIND CORP.
CCBUES - 00294 | 86403 | PV (Photovoltaic) | 8.28 | 14490 | Residential | UFI | 3 - Installed | 2010-09-03 | 2010-09-09 | 2010-09-10 | 43470 | 24840 | GREEN LIGHT SOLAR INDUSTRIES
CCBUES - 00295 | 86404 | PV (Photovoltaic) | 12.69 | 22207.5 | Residential | UFI | 3 - Installed | 2010-08-26 | 2010-09-10 | 2010-09-14 | 129593 | 38070 | HYBRID SOLAR
CCBUES - 00296 | 86404 | PV (Photovoltaic) | 5.64 | 9870 | Residential | UFI | 3 - Installed | 2010-09-13 | 2010-09-10 | 2010-09-14 | 129593 | 16920 | HYBRID SOLAR
CCBUES - 00297 | 86406 | PV (Photovoltaic) | 8.28 | 14490 | Residential | UFI | 3 - Installed | 2010-09-07 | 2010-09-17 | 2010-09-20 | 49335 | 24840 | GREEN LIGHT SOLAR INDUSTRIES
CCBUES - 00298 | 86413 | PV (Photovoltaic) | 5.76 | 10080 | Residential | UFI | 3 - Installed | 2010-08-18 | 2010-09-20 | 2010-09-21 | 33276 | 17280 | SALT RIVER SOLAR AND WIND
CCBUES - 00299 | 86406 | PV (Photovoltaic) | 7.59 | 13282.5 | Residential | UFI | 3 - Installed | 2010-08-27 | 2010-09-21 | 2010-09-23 | 40856 | 22770 | SUNQUEST SOLAR, LLC
CCBUES - 00300 | 86409 | PV (Photovoltaic) | 13.2 | 23100 | Residential | UFI | 3 - Installed | 2010-07-01 | 2010-09-21 | 2010-09-27 | 72600 | 39600 | EVER ELECTRIC
CCBUES - 00301 | 86406 | PV (Photovoltaic) | 8.58 | 15015 | Residential | UFI | 3 - Installed | 2010-09-07 | 2010-09-28 | 2010-09-28 | 85800 | 25740 | SUN SPOT SOLAR AZ LLC
CCBUES - 00303 | 86403 | PV (Photovoltaic) | 7.59 | 13282.5 | Residential | UFI | 3 - Installed | 2010-07-08 | 2010-09-28 | 2010-09-29 | 43470 | 22770 | GREEN LIGHT SOLAR INDUSTRIES
CCBUES - 00302 | 86404 | PV (Photovoltaic) | 8.97 | 15697.5 | Residential | UFI | 3 - Installed | 2010-08-26 | 2010-09-28 | 2010-09-29 | 49335 | 26910 | LAVOIE ELECTRIC
CCBUES - 00304 | 86404 | PV (Photovoltaic) | 5.17 | 9047.5 | Residential | UFI | 3 - Installed | 2010-09-08 | 2010-10-06 | 2010-10-07 | 27000 | 15510 | HYBRID SOLAR
CCBUES - 00305 | 86438 | PV (Photovoltaic) | 1.76 | 3080 | Residential | UFI | 3 - Installed | 2010-08-16 | 2010-10-08 | 2010-10-14 | 18587.77 | 3080 | AJL SOLAR
CCBUES - 00306 | 86409 | PV (Photovoltaic) | 5.312 | 9296 | Residential | UFI | 3 - Installed | 2010-08-16 | 2010-10-08 | 2010-10-14 | 2 | 4970 | C AND R SOLAR
CCBUES - 00307 | 86401 | PV (Photovoltaic) | 3.36 | 5880 | Residential | UFI | 3 - Installed | 2010-07-02 | 2010-10-19 | 2010-10-19 | 20300 | 6720 | ANGLE HOMES INC, DBA ANGLE SOLAR SOLUTIONS
CCBUES - 00308 | 86401 | PV (Photovoltaic) | 4.83 | 8452.5 | Residential | UFI | 3 - Installed | 2010-08-17 | 2010-10-20 | 2010-10-20 | 47000 | 9660 | C AND R SOLAR
CCBUES - 00309 | 86401 | PV (Photovoltaic) | 3.648 | 6384 | Residential | UFI | 3 - Installed | 2010-07-02 | 2010-10-19 | 2010-10-22 | 21420 | 10944 | ARIZONA SOLAR POWER
CCBUES - 00310 | 86401 | PV (Photovoltaic) | 3.29 | 5757.5 | Residential | UFI | 3 - Installed | 2010-08-18 | 2010-10-22 | 2010-10-22 | 23000 | 9870 | TRISTATE SOLAR AND WIND CORP.
CCBUES - 00311 | 86413 | PV (Photovoltaic) | 1.35 | 2362.5 | Non-Residential | UFI | 3 - Installed | 2010-08-10 | 2010-10-27 | 2010-10-28 | 5625 | 3375 | HYBRID SOLAR
CCBUES - 00312 | 86413 | PV (Photovoltaic) | 5.625 | 9843.75 | Non-Residential | UFI | 3 - Installed | 2010-08-10 | 2010-10-27 | 2010-10-28 | 28125 | 14062.5 | HYBRID SOLAR
CCBUES - 00313 | 86413 | PV (Photovoltaic) | 23.85 | 41737.5 | Non-Residential | UFI | 3 - Installed | 2010-08-10 | 2010-10-27 | 2010-10-28 | 120375 | 59625 | HYBRID SOLAR
CCBUES - 00314 | 86413 | PV (Photovoltaic) | 5.175 | 9056.25 | Non-Residential | UFI | 3 - Installed | 2010-08-10 | 2010-10-27 | 2010-10-28 | 25875 | 12937.5 | HYBRID SOLAR
CCBUES - 00316 | 86404 | PV (Photovoltaic) | 9.165 | 16038.75 | Residential | UFI | 3 - Installed | 2010-07-15 | 2010-01-01 | 2010-11-02 | 45298 | 18330 | RLB ELECTRIC INC
CCBUES - 00315 | 86413 | PV (Photovoltaic) | 7.755 | 13571.25 | Residential | UFI | 3 - Installed | 2010-08-11 | 2010-11-01 | 2010-11-02 | 57240 | 23265 | TRISTATE SOLAR AND WIND CORP.
CCBUES - 00317 | 86403 | PV (Photovoltaic) | 12.6 | 22050 | Residential | UFI | 3 - Installed | 2010-09-23 | 2010-11-01 | 2010-11-03 | 77600 | 22050 | HYBRID SOLAR
CCBUES - 00318 | 86403 | PV (Photovoltaic) | 8.28 | 14490 | Residential | UFI | 3 - Installed | 2010-09-02 | 2010-11-03 | 2010-11-04 | 52650 | 14490 | ARIZONA SOLAR POWER
CCBUES - 00319 | 86404 | PV (Photovoltaic) | 11.25 | 19687.5 | Residential | UFI | 3 - Installed | 2010-07-15 | 2010-11-04 | 2010-11-05 | 70500 | 19687.5 | HYBRID SOLAR
CCBUES - 00320 | 86406 | PV (Photovoltaic) | 8.46 | 14805 | Residential | UFI | 3 - Installed | 2010-07-02 | 2010-11-04 | 2010-11-09 | 52000 | 25380 | HAVASU SOLAR ELECTRIC
CCBUES - 00321 | 86406 | PV (Photovoltaic) | 8.28 | 14490 | Residential | UFI | 3 - Installed | 2010-08-04 | 2010-11-12 | 2010-11-12 | 41400 | 14490 | GREEN LIGHT SOLAR INDUSTRIES
CCBUES - 00322 | 86413 | PV (Photovoltaic) | 7.74 | 13545 | Residential | UFI | 3 - Installed | 2010-07-01 | 2010-11-15 | 2010-11-15 | 48784 | 15480 | TRISTATE SOLAR AND WIND CORP.
CCBUES - 00323 | 86404 | PV (Photovoltaic) | 8.28 | 14490 | Residential | UFI | 3 - Installed | 2010-08-16 | 2010-11-16 | 2010-11-16 | 42000 | 24840 | GREEN LIGHT SOLAR INDUSTRIES
CCBUES - 00324 | 86401 | PV (Photovoltaic) | 3.525 | 6168.75 | Residential | UFI | 3 - Installed | 2010-07-18 | 2010-11-05 | 2010-11-17 | 24500 | 6168.75 | TRISTATE SOLAR AND WIND CORP.
CCBUES - 00325 | 86403 | PV (Photovoltaic) | 5.17 | 9047.5 | Residential | UFI | 3 - Installed | 2010-08-13 | 2010-11-18 | 2010-11-19 | 27830 | 9047.5 | RLB ELECTRIC INC
CCBUES - 00326 | 86433 | PV (Photovoltaic) | 7.755 | 13571.25 | Residential | UFI | 3 - Installed | 2010-07-01 | 2010-11-15 | 2010-11-29 | 57567 | 23265 | TRISTATE SOLAR AND WIND CORP.
CCBUES - 00327 | 86413 | PV (Photovoltaic) | 6.21 | 10867.5 | Residential | UFI | 3 - Installed | 2010-09-07 | 2010-11-29 | 2010-11-30 | 39723.5 | 18630 | EVER ELECTRIC
CCBUES - 00329 | 86409 | PV (Photovoltaic) | 17.6 | 30800 | Residential | UFI | 3 - Installed | 2010-09-07 | 2010-12-06 | 2010-12-07 | 96800 | 52800 | EVER ELECTRIC
CCBUES - 00328 | 86404 | PV (Photovoltaic) | 5.64 | 9870 | Residential | UFI | 3 - Installed | 2010-09-23 | 2010-12-06 | 2010-12-07 | 30360 | 8759.62 | RLB ELECTRIC INC
CCBUES - 00330 | 86406 | PV (Photovoltaic) | 3.68 | 6440 | Residential | UFI | 3 - Installed | 2010-08-17 | 2010-12-07 | 2010-12-10 | 26260 | 6440 | ESMAY ELECTRIC INC
CCBUES - 00334 | 86406 | PV (Photovoltaic) | 8.208 | 14364 | Residential | UFI | 3 - Installed | 2010-07-16 | 2010-12-08 | 2010-12-15 | 49248 | 14364 | ESMAY ELECTRIC INC
CCBUES - 00332 | 86401 | PV (Photovoltaic) | 1.41 | 2467.5 | Residential | UFI | 3 - Installed | 2010-08-11 | 2010-12-02 | 2010-12-15 | 11000 | 2796.5 | TRISTATE SOLAR AND WIND CORP.
CCBUES - 00331 | 86403 | PV (Photovoltaic) | 5.805 | 10158.75 | Residential | UFI | 3 - Installed | 2010-08-27 | 2010-12-09 | 2010-12-15 | 38893.5 | 10158.75 | ESMAY ELECTRIC INC
CCBUES - 00333 | 86403 | PV (Photovoltaic) | 7.56 | 13230 | Residential | UFI | 3 - Installed | 2010-09-07 | 2010-12-14 | 2010-12-15 | 49896 | 22680 | SALT RIVER SOLAR AND WIND
CCBUES - 00335 | 85646 | PV (Photovoltaic) | 16.56 | 28980 | Non-Residential | UFI | 3 - Installed | 2010-12-27 | 2010-12-22 | 2010-12-27 | 94534.4 | 41400 | CAYETANO CONSTRUCTION LLC
CCBUES - 00336 | 86401 | PV (Photovoltaic) | 5.04 | 8820 | Residential | UFI | 3 - Installed | 2010-07-02 | 2010-12-27 | 2010-12-28 | 25192 | 10080 | ANGLE HOMES INC, DBA ANGLE SOLAR SOLUTIONS
CCBUES - 00337 | 86404 | PV (Photovoltaic) | 8.28 | 14490 | Residential | UFI | 3 - Installed | 2010-09-07 | 2010-12-30 | 2010-12-30 | 39744 | 23846.4 | ARIZONA PRO SOLAR
CCBUES - 00338 | 86403 | PV (Photovoltaic) | 19.32 | 33810 | Residential | UFI | 3 - Installed | 2010-10-06 | 2010-12-30 | 2010-12-30 | 105000 | 57960 | HAVASU SOLAR ELECTRIC
CCBUES - 00339 | 85648 | PV (Photovoltaic) | 5.4 | 9450 | Non-Residential | UFI | 3 - Installed | 2010-09-02 | 2011-01-04 | 2011-01-06 | 31023 | 13500 | TECHNICIANS FOR SUSTAINABILITY
CCBUES - 00340 | 85646 | PV (Photovoltaic) | 8.4 | 14700 | Residential | UFI | 3 - Installed | 2010-11-17 | 2011-01-06 | 2011-01-11 | 58136 | 25200 | WESTWIND SOLAR ELECTRIC, INC
CCBUES - 00341 | 86401 | PV (Photovoltaic) | 5.04 | 8820 | Residential | UFI | 3 - Installed | 2010-07-15 | 2011-01-12 | 2011-01-13 | 20150 | 10080 | ANGLE HOMES INC, DBA ANGLE SOLAR SOLUTIONS
CCBUES - 00346 | 86409 | PV (Photovoltaic) | 25.74 | 45045 | Non-Residential | UFI | 3 - Installed | 2010-08-12 | 2010-12-07 | 2011-01-19 | 205920 | 45045 | EMERALD SUN SOLUTIONS
CCBUES - 00343 | 86406 | PV (Photovoltaic) | 4.23 | 7402.5 | Residential | UFI | 3 - Installed | 2010-09-07 | 2011-01-17 | 2011-01-19 | 22207 | 12690 | ARIZONA PRO SOLAR
CCBUES - 00344 | 86409 | PV (Photovoltaic) | 1.175 | 2056.25 | Residential | UFI | 3 - Installed | 2010-11-02 | 2011-01-07 | 2011-01-19 | 9500 | 1880 | TRISTATE SOLAR AND WIND CORP.
CCBUES - 00342 | 86403 | PV (Photovoltaic) | 5.06 | 8855 | Residential | UFI | 3 - Installed | 2010-11-19 | 2011-01-05 | 2011-01-19 | 34914 | 8096 | ESMAY ELECTRIC INC
CCBUES - 00345 | 86404 | PV (Photovoltaic) | 9 | 15750 | Residential | UFI | 3 - Installed | 2010-12-06 | 2011-01-06 | 2011-01-19 | 52200 | 14400 | HYBRID SOLAR
CCBUES - 00347 | 86403 | PV (Photovoltaic) | 9.12 | 15960 | Non-Residential | UFI | 3 - Installed | 2011-01-20 | 2011-01-06 | 2011-01-20 | 63840 | 11856 | ESMAY ELECTRIC INC
CCBUES - 00348 | 86403 | PV (Photovoltaic) | 5.016 | 8778 | Non-Residential | UFI | 3 - Installed | 2011-01-20 | 2011-01-06 | 2011-01-20 | 35112 | 6520.8 | ESMAY ELECTRIC INC
CCBUES - 00349 | 86403 | PV (Photovoltaic) | 5.016 | 8778 | Non-Residential | UFI | 3 - Installed | 2011-01-20 | 2011-01-06 | 2011-01-20 | 35112 | 6520.8 | ESMAY ELECTRIC INC
CCBUES - 00350 | 86403 | PV (Photovoltaic) | 5.016 | 8778 | Non-Residential | UFI | 3 - Installed | 2011-01-20 | 2011-01-06 | 2011-01-20 | 35112 | 6520.8 | ESMAY ELECTRIC INC
CCBUES - 00351 | 86403 | PV (Photovoltaic) | 5.016 | 8778 | Non-Residential | UFI | 3 - Installed | 2011-01-20 | 2011-01-06 | 2011-01-20 | 35112 | 6520.8 | ESMAY ELECTRIC INC
CCBUES - 00354 | 86406 | PV (Photovoltaic) | 8.97 | 15697.5 | Non-Residential | UFI | 3 - Installed | 2010-08-12 | 2011-01-13 | 2011-01-21 | 71760 | 17940 | EMERALD SUN SOLUTIONS
CCBUES - 00355 | 86406 | PV (Photovoltaic) | 8.97 | 15697.5 | Non-Residential | UFI | 3 - Installed | 2010-08-12 | 2011-01-13 | 2011-01-21 | 71760 | 17940 | EMERALD SUN SOLUTIONS
CCBUES - 00356 | 86406 | PV (Photovoltaic) | 5.52 | 9660 | Non-Residential | UFI | 3 - Installed | 2010-08-12 | 2011-01-13 | 2011-01-21 | 44160 | 11040 | EMERALD SUN SOLUTIONS
CCBUES - 00352 | 86403 | PV (Photovoltaic) | 7.92 | 13860 | Residential | UFI | 3 - Installed | 2010-08-16 | 2011-01-20 | 2011-01-21 | 37260 | 13860 | GREEN LIGHT SOLAR INDUSTRIES
CCBUES - 00353 | 86406 | PV (Photovoltaic) | 11.04 | 19320 | Residential | UFI | 3 - Installed | 2010-11-02 | 2011-01-04 | 2011-01-21 | 78319.5 | 17664 | HYBRID SOLAR
CCBUES - 00357 | 86406 | PV (Photovoltaic) | 3.78 | 6615 | Residential | UFI | 3 - Installed | 2010-05-23 | 2011-01-24 | 2011-01-24 | 21583.5 | 11340 | ARIZONA PRO SOLAR
CCBUES - 00358 | 86401 | PV (Photovoltaic) | 5.04 | 8820 | Residential | UFI | 3 - Installed | 2010-08-31 | 2011-01-26 | 2011-01-26 | 29474 | 8820 | ANGLE HOMES INC, DBA ANGLE SOLAR SOLUTIONS
CCBUES - 00359 | 86406 | PV (Photovoltaic) | 5.64 | 9870 | Residential | UFI | 3 - Installed | 2010-09-20 | 2011-01-25 | 2011-01-26 | 38000 | 6316.8 | SELF INSTALL
RUNSE-RPV_106336 | 86406 | PV (Photovoltaic) | 2.53 | 4427.5 | Residential | Non-Incentive | 3 - Installed | 2015-03-19 10:58 | 2015-03-19 | 2011-01-26 | 9740.5 | 0 | ESMAY ELECTRIC INC
CCBUES - 00360 | 86409 | PV (Photovoltaic) | 3.525 | 6168.75 | Residential | UFI | 3 - Installed | 2010-11-30 | 2011-01-27 | 2011-01-27 | 24000 | 5640 | TRISTATE SOLAR AND WIND CORP.
CCBUES - 00362 | 86438 | PV (Photovoltaic) | 2.82 | 4935 | Residential | UFI | 3 - Installed | 2010-09-07 | 2011-01-28 | 2011-01-31 | 20000 | 8460 | TRISTATE SOLAR AND WIND CORP.
CCBUES - 00361 | 86404 | PV (Photovoltaic) | 11.75 | 20562.5 | Residential | UFI | 3 - Installed | 2010-10-19 | 2011-01-28 | 2011-01-31 | 62275 | 18800 | HYBRID SOLAR
CCBUES - 00364 | 86409 | PV (Photovoltaic) | 2.76 | 4830 | Residential | UFI | 3 - Installed | 2010-10-26 | 2011-01-31 | 2011-01-31 | 20000 | 4416 | TRISTATE SOLAR AND WIND CORP.
CCBUES - 00363 | 86404 | PV (Photovoltaic) | 2.3 | 4025 | Residential | UFI | 3 - Installed | 2010-11-17 | 2011-01-04 | 2011-01-31 | 15870 | 3680 | ESMAY ELECTRIC INC
CCBUES - 00365 | 86401 | PV (Photovoltaic) | 15.504 | 27132 | Residential | UFI | 3 - Installed | 2010-09-07 | 2011-02-03 | 2011-02-07 | 82203 | 46512 | SALT RIVER SOLAR AND WIND
CCBUES - 00366 | 86406 | PV (Photovoltaic) | 6.21 | 10867.5 | Residential | UFI | 3 - Installed | 2010-09-08 | 2011-01-28 | 2011-02-07 | 38502 | 18630 | SALT RIVER SOLAR AND WIND
CCBUES - 00367 | 86406 | PV (Photovoltaic) | 20.21 | 35367.5 | Non-Residential | UFI | 3 - Installed | 2010-09-02 | 2011-02-09 | 2011-02-09 | 149450 | 42946.25 | SOLAR SERVICE CENTER
CCBUES - 00368 | 86403 | PV (Photovoltaic) | 0.456 | 798 | Non-Residential | UFI | 3 - Installed | 2011-02-03 | 2011-02-04 | 2011-02-10 | 3191.2 | 592.8 | ESMAY ELECTRIC INC
CCBUES - 00369 | 86403 | PV (Photovoltaic) | 0.456 | 798 | Non-Residential | UFI | 3 - Installed | 2011-02-03 | 2011-02-04 | 2011-02-10 | 3191.2 | 592.8 | ESMAY ELECTRIC INC
CCBUES - 00370 | 86403 | PV (Photovoltaic) | 0.456 | 798 | Non-Residential | UFI | 3 - Installed | 2011-02-03 | 2011-02-04 | 2011-02-10 | 3192 | 592.8 | ESMAY ELECTRIC INC
CCBUES - 00371 | 86403 | PV (Photovoltaic) | 0.456 | 798 | Non-Residential | UFI | 3 - Installed | 2011-02-03 | 2011-02-04 | 2011-02-10 | 3191.2 | 592.8 | ESMAY ELECTRIC INC
CCBUES - 00373 | 86409 | PV (Photovoltaic) | 15.048 | 26334 | Residential | UFI | 3 - Installed | 2010-09-07 | 2011-02-07 | 2011-02-11 | 81861.44 | 41758.2 | SALT RIVER SOLAR AND WIND
CCBUES - 00372 | 86401 | PV (Photovoltaic) | 7.755 | 13571.25 | Residential | UFI | 3 - Installed | 2010-10-26 | 2011-02-11 | 2011-02-11 | 51500 | 12408 | TRISTATE SOLAR AND WIND CORP.
CCBUES - 00374 | 86404 | PV (Photovoltaic) | 4.7 | 8225 | Residential | UFI | 3 - Installed | 2011-02-03 | 2011-02-18 | 2011-02-21 | 23205 | 7520 | HYBRID SOLAR
CCBUES - 00378 | 86403 | PV (Photovoltaic) | 29.67 | 51922.5 | Non-Residential | UFI | 3 - Installed | 2010-08-12 | 2011-02-21 | 2011-02-22 | 320000 | 70466.25 | EMERALD SUN SOLUTIONS
CCBUES - 00375 | 86404 | PV (Photovoltaic) | 9.87 | 17272.5 | Residential | UFI | 3 - Installed | 2010-12-15 | 2011-02-21 | 2011-02-22 | 38500 | 15792 | SELF INSTALL
CCBUES - 00377 | 86404 | PV (Photovoltaic) | 5.016 | 8778 | Residential | UFI | 3 - Installed | 2011-01-03 | 2011-02-21 | 2011-02-22 | 26211 | 7624.32 | MILHOLLAND ELECTRIC AZ INC
CCBUES - 00376 | 86406 | PV (Photovoltaic) | 11.96 | 20930 | Residential | UFI | 3 - Installed | 2011-01-26 | 2011-02-21 | 2011-02-22 | 73912.8 | 19136 | ESMAY ELECTRIC INC
CCBUES - 00379 | 86406 | PV (Photovoltaic) | 7.755 | 13571.25 | Residential | UFI | 3 - Installed | 2010-12-28 | 2011-02-02 | 2011-03-01 | 58162 | 10546.8 | SELF INSTALL
CCBUES - 00381 | 86403 | PV (Photovoltaic) | 3.68 | 6440 | Residential | UFI | 3 - Installed | 2010-11-29 | 2011-03-02 | 2011-03-03 | 16560 | 5888 | GREEN LIGHT SOLAR INDUSTRIES
CCBUES - 00380 | 86403 | PV (Photovoltaic) | 10.34 | 18095 | Residential | UFI | 3 - Installed | 2011-01-06 | 2011-03-02 | 2011-03-03 | 42424 | 16544 | HYBRID SOLAR
CCBUES - 00382 | 86401 | PV (Photovoltaic) | 2.35 | 4112.5 | Residential | UFI | 3 - Installed | 2010-12-28 | 2011-03-01 | 2011-03-07 | 16000 | 3572 | TRISTATE SOLAR AND WIND CORP.
CCBUES - 00384 | 86404 | PV (Photovoltaic) | 5.98 | 10465 | Residential | UFI | 3 - Installed | 2011-01-27 | 2011-03-08 | 2011-03-09 | 37354 | 9568 | RLB ELECTRIC INC
CCBUES - 00383 | 86404 | PV (Photovoltaic) | 7.59 | 13282.5 | Residential | UFI | 3 - Installed | 2011-02-10 | 2011-03-08 | 2011-03-09 | 36052 | 12144 | GREEN LIGHT SOLAR INDUSTRIES
CCBUES - 00385 | 86444 | PV (Photovoltaic) | 0.6 | 1050 | Residential | UFI | 3 - Installed | 2010-10-12 | 2011-03-10 | 2011-03-11 | 4150 | 960 | SUNQUEST SOLAR, LLC
CCBUES - 00387 | 86433 | PV (Photovoltaic) | 6.72 | 11760 | Residential | UFI | 3 - Installed | 2011-01-19 | 2011-03-07 | 2011-03-17 | 35962 | 12768 | SALT RIVER SOLAR AND WIND
CCBUES - 00386 | 86404 | PV (Photovoltaic) | 0.46 | 805 | Residential | UFI | 3 - Installed | 2011-01-27 | 2011-03-04 | 2011-03-17 | 3000 | 699.2 | TRISTATE SOLAR AND WIND CORP.
CCBUES - 00388 | 86401 | PV (Photovoltaic) | 5.06 | 8855 | Residential | UFI | 3 - Installed | 2010-09-19 | 2011-03-11 | 2011-03-22 | 24791.29 | 7691.2 | SOLAR TOPPS LLC
CCBUES - 00389 | 86401 | PV (Photovoltaic) | 6.44 | 11270 | Residential | UFI | 3 - Installed | 2010-09-19 | 2011-03-17 | 2011-03-22 | 33254 | 9273.6 | SOLAR TOPPS LLC
CCBUES - 00390 | 86401 | PV (Photovoltaic) | 5.06 | 8855 | Residential | UFI | 3 - Installed | 2010-09-19 | 2011-03-17 | 2011-03-22 | 26620 | 7691.2 | SOLAR TOPPS LLC
CCBUES - 00393 | 86403 | PV (Photovoltaic) | 5.17 | 9047.5 | Residential | UFI | 3 - Installed | 2010-08-11 | 2011-03-22 | 2011-03-23 | 34850 | 15510 | CHRIS AIR CONDITIONG HEATING AND MAINTENENCE
CCBUES - 00391 | 86438 | PV (Photovoltaic) | 2.52 | 4410 | Residential | UFI | 3 - Installed | 2010-09-28 | 2011-03-23 | 2011-03-23 | 29000 | 4032 | GENERATOR SOLAR AND WIND POWER SYSTEMS
CCBUES - 00394 | 86406 | PV (Photovoltaic) | 8.97 | 15697.5 | Residential | UFI | 3 - Installed | 2011-01-31 | 2011-03-22 | 2011-03-23 | 47571 | 14352 | RLB ELECTRIC INC
CCBUES - 00396 | 86403 | PV (Photovoltaic) | 9.87 | 17272.5 | Residential | UFI | 3 - Installed | 2011-02-11 | 2011-03-22 | 2011-03-23 | 40000 | 15792 | HAVASU SOLAR ELECTRIC
CCBUES - 00395 | 86406 | PV (Photovoltaic) | 10.105 | 17683.75 | Residential | UFI | 3 - Installed | 2011-02-23 | 2011-03-22 | 2011-03-23 | 52041 | 16168 | HYBRID SOLAR
CCBUES - 00392 | 86401 | PV (Photovoltaic) | 6.16 | 10780 | Residential | UFI | 3 - Installed | 2011-02-25 | 2011-03-23 | 2011-03-23 | 30700 | 9856 | ANGLE HOMES INC, DBA ANGLE SOLAR SOLUTIONS
CCBUES - 00397 | 86406 | PV (Photovoltaic) | 4.14 | 7245 | Residential | UFI | 3 - Installed | 2011-02-18 | 2011-03-30 | 2011-03-30 | 22565 | 6624 | HYBRID SOLAR
CCBUES - 00398 | 86401 | PV (Photovoltaic) | 2.115 | 3701.25 | Residential | UFI | 3 - Installed | 2010-10-20 | 2011-04-01 | 2011-04-04 | 8978 | 3384 | C AND R SOLAR
CCBUES - 00400 | 86431 | PV (Photovoltaic) | 4.23 | 7402.5 | Residential | UFI | 3 - Installed | 2010-07-15 | 2011-03-15 | 2011-04-05 | 38125 | 7402.5 | SALT RIVER SOLAR AND WIND
CCBUES - 00401 | 85648 | PV (Photovoltaic) | 6.3 | 11025 | Residential | UFI | 3 - Installed | 2010-10-28 | 2011-04-01 | 2011-04-05 | 39026.94 | 10080 | AMERICAN SOLAR ELECTRIC, INC
CCBUES - 00399 | 86404 | PV (Photovoltaic) | 0.954 | 1669.5 | Residential | UFI | 3 - Installed | 2011-02-25 | 2011-04-04 | 2011-04-05 | 7210.4 | 1526.4 | ESMAY ELECTRIC INC
CCBUES - 00402 | 86406 | PV (Photovoltaic) | 2.53 | 4427.5 | Residential | UFI | 3 - Installed | 2011-03-28 | 2011-04-05 | 2011-04-08 | 16445 | 4048 | ESMAY ELECTRIC INC
CCBUES - 00403 | 86401-8968 | PV (Photovoltaic) | 2.28 | 3990 | Residential | UFI | 3 - Installed | 2011-04-05 | 2011-04-06 | 2011-04-11 | 17650 | 4560 | C AND R SOLAR
CCBUES - 00406 | 86406 | PV (Photovoltaic) | 3.76 | 6580 | Residential | UFI | 3 - Installed | 2011-03-02 | 2011-04-11 | 2011-04-12 | 17860 | 6016 | GREEN LIGHT SOLAR INDUSTRIES
CCBUES - 00405 | 86403 | PV (Photovoltaic) | 5.06 | 8855 | Residential | UFI | 3 - Installed | 2011-03-23 | 2011-04-11 | 2011-04-12 | 33143 | 8096 | ESMAY ELECTRIC INC
CCBUES - 00404 | 86401-8563 | PV (Photovoltaic) | 3.2 | 5600 | Residential | UFI | 3 - Installed | 2011-04-05 | 2011-04-06 | 2011-04-12 | 16000 | 4544 | C AND R SOLAR
CCBUES - 00408 | 86403 | PV (Photovoltaic) | 2.52 | 4410 | Residential | UFI | 3 - Installed | 2011-03-02 | 2011-04-14 | 2011-04-14 | 20106 | 4032 | HYBRID SOLAR
CCBUES - 00407 | 86406 | PV (Photovoltaic) | 18.86 | 33005 | Residential | UFI | 3 - Installed | 2011-03-03 | 2011-04-14 | 2011-04-14 | 93357 | 30176 | HYBRID SOLAR
CCBUES - 00409 | 86413 | PV (Photovoltaic) | 1.68 | 2940 | Residential | UFI | 3 - Installed | 2011-03-14 | 2011-04-15 | 2011-04-15 | 24000 | 2688 | TRISTATE SOLAR AND WIND CORP.
CCBUES - 00411 | 86406 | PV (Photovoltaic) | 5.64 | 9870 | Residential | UFI | 3 - Installed | 2010-07-02 | - | 2011-04-18 | 26800 | 16920 | GREEN LIGHT SOLAR INDUSTRIES
CCBUES - 00410 | 86406 | PV (Photovoltaic) | 7.05 | 12337.5 | Residential | UFI | 3 - Installed | 2011-04-14 | - | 2011-04-18 | 60912 | 21150 | GREEN LIGHT SOLAR INDUSTRIES
CCBUES - 00412 | 86401 | PV (Photovoltaic) | 3.76 | 6580 | Residential | UFI | 3 - Installed | 2011-03-21 | 2011-04-19 | 2011-04-19 | 14000 | 6016 | SUNQUEST SOLAR, LLC
CCBUES - 00414 | 86444 | PV (Photovoltaic) | 3.995 | 6991.25 | Residential | UFI | 3 - Installed | 2011-03-21 | 2011-04-20 | 2011-04-25 | 13750 | 6392 | SUNQUEST SOLAR, LLC
CCBUES - 00415 | 86444 | PV (Photovoltaic) | 1.175 | 2056.25 | Residential | UFI | 3 - Installed | 2011-03-21 | 2011-04-20 | 2011-04-25 | 4200 | 1880
CCBUES - 00413 | 86404 | PV (Photovoltaic) | 6.9 | 12075 | Residential | UFI | 3 - Installed | 2011-04-04 | 2011-04-22 | 2011-04-25 | 44160 | 11040 | ESMAY ELECTRIC INC
CCBUES - 00417 | 86409 | PV (Photovoltaic) | 4.14 | 7245 | Residential | UFI | 3 - Installed | 2011-03-07 | 2011-04-22 | 2011-04-27 | 24000 | 6624 | HYBRID SOLAR
CCBUES - 00416 | 86441 | PV (Photovoltaic) | 2.07 | 3622.5 | Residential | UFI | 3 - Installed | 2011-04-15 | 2011-04-20 | 2011-04-27 | 25000 | 3312 | SALMONSEN CONSTRUCTION CORP (INSTALLER)
CCBUES - 00418 | 86409 | PV (Photovoltaic) | 3.525 | 6168.75 | Residential | UFI | 3 - Installed | 2011-03-14 | 2011-04-19 | 2011-04-29 | 24500 | 5640 | TRISTATE SOLAR AND WIND CORP.
CCBUES - 00419 | 86403 | PV (Photovoltaic) | 1.05 | 1837.5 | Residential | UFI | 3 - Installed | 2011-04-19 | 2011-04-27 | 2011-04-29 | 6300 | 1680 | ESMAY ELECTRIC INC
CCBUES - 00420 | 86403 | PV (Photovoltaic) | 3.055 | 5346.25 | Residential | UFI | 3 - Installed | 2011-04-12 | 2011-05-04 | 2011-05-06 | 11914 | 4888 | RLB ELECTRIC INC
CCBUES - 00421 | 86401 | PV (Photovoltaic) | 2.1 | 3675 | Residential | UFI | 3 - Installed | 2011-04-14 | 2011-05-09 | 2011-05-10 | 17700 | 3360 | C AND R SOLAR
CCBUES - 00423 | 86406 | PV (Photovoltaic) | 10.12 | 17710 | Residential | UFI | 3 - Installed | 2011-04-05 | 2011-05-06 | 2011-05-11 | 64059.6 | 16192 | ESMAY ELECTRIC INC
CCBUES - 00422 | 86406 | PV (Photovoltaic) | 6.21 | 10867.5 | Residential | UFI | 3 - Installed | 2011-04-14 | 2011-05-10 | 2011-05-11 | 39744 | 9936 | ESMAY ELECTRIC INC
CCBUES - 00424 | 86438 | PV (Photovoltaic) | 30.36 | 53130 | Non-Residential | UFI | 3 - Installed | 2011-02-10 | 2011-05-10 | 2011-05-12 | 129830.4 | 39468 | CHARGER ELECTRIC DBA ACE SOLAR SYSTEMS
CCBUES - 00425 | 86401 | PV (Photovoltaic) | 2.19 | 3832.5 | Residential | UFI | 3 - Installed | 2011-05-06 | 2011-05-11 | 2011-05-13 | 9500 | 3504 | SELF INSTALL
UNSEDG-01954 | 86406 | PV (Photovoltaic) | 6.6 | 11505 | Residential | Non-Incentive | 3 - Installed | 2018-07-06 | 2018-07-27 | 2011-05-13 | 21780 | 0 | Plus Electric | Purchase
CCBUES - 00428 | 86401 | PV (Photovoltaic) | 11.28 | 19740 | Non-Residential | UFI | 3 - Installed | 2011-01-27 | 2011-05-05 | 2011-05-16 | 53535.54 | 28200 | WALKER SERVICE ELECTRIC
CCBUES - 00427 | 86406 | PV (Photovoltaic) | 2.82 | 4935 | Residential | UFI | 3 - Installed | 2011-04-19 | 2011-05-10 | 2011-05-16 | 15510 | 4512 | LONDON BRIDGE ELECTRIC INC
CCBUES - 00426 | 86401 | PV (Photovoltaic) | 2.72 | 4760 | Residential | UFI | 3 - Installed | 2011-05-06 | 2011-05-11 | 2011-05-16 | 10800 | 4352 | SELF INSTALL
CCBUES - 00429 | 86401 | PV (Photovoltaic) | 1.84 | 3220 | Residential | UFI | 3 - Installed | 2011-04-25 | 2011-05-17 | 2011-05-17 | 9420 | 2944 | HYBRID SOLAR
CCBUES - 00432 | 85624 | PV (Photovoltaic) | 12.65 | 22137.5 | Non-Residential | UFI | 3 - Installed | 2011-03-11 | 2011-05-19 | 2011-05-19 | 72453 | 16445 | TECHNICIANS FOR SUSTAINABILITY
CCBUES - 00431 | 86444 | PV (Photovoltaic) | 2.35 | 4112.5 | Residential | UFI | 3 - Installed | 2011-04-14 | 2011-05-18 | 2011-05-19 | 12000 | 3760 | SUNQUEST SOLAR, LLC
CCBUES - 00430 | 86401 | PV (Photovoltaic) | 4.5 | 7875 | Residential | UFI | 3 - Installed | 2011-04-20 | 2011-05-18 | 2011-05-19 | 17000 | 7200 | SUNQUEST SOLAR, LLC
CCBUES - 00433 | 86401 | PV (Photovoltaic) | 2.3 | 4025 | Residential | UFI | 3 - Installed | 2011-04-19 | 2011-05-19 | 2011-05-20 | 17000 | 3680 | SALMONSEN CONSTRUCTION CORP (INSTALLER)
CCBUES - 00434 | 86406 | PV (Photovoltaic) | 8.28 | 14490 | Residential | UFI | 3 - Installed | 2011-03-21 | 2011-05-20 | 2011-05-23 | 35000 | 13248 | HAVASU SOLAR ELECTRIC
CCBUES - 00435 | 86406 | PV (Photovoltaic) | 4.14 | 7245 | Residential | UFI | 3 - Installed | 2011-04-28 | 2011-05-16 | 2011-05-24 | 21942 | 6624 | HYBRID SOLAR
CCBUES - 00438 | 86403 | PV (Photovoltaic) | 3.57 | 6247.5 | Residential | UFI | 3 - Installed | 2011-01-17 | 2011-05-31 | 2011-05-31 | 21038 | 5712 | BUCK ELECTRIC INC.
CCBUES - 00439 | 86404 | PV (Photovoltaic) | 3.06 | 5355 | Residential | UFI | 3 - Installed | 2011-04-28 | 2011-05-27 | 2011-05-31 | 14535 | 4896 | GREEN LIGHT SOLAR INDUSTRIES
CCBUES - 00436 | 86401-8964 | PV (Photovoltaic) | 1.488 | 2604 | Residential | UFI | 3 - Installed | 2011-05-17 | 2011-05-27 | 2011-05-31 | 36000 | 2380.8 | C AND R SOLAR
CCBUES - 00437 | 86401-8964 | PV (Photovoltaic) | 1.496 | 2618 | Residential | UFI | 3 - Installed | 2011-05-17 | 2011-05-27 | 2011-05-31 | 36000 | 2393.6 | C AND R SOLAR
CCBUES - 00440 | 86406 | PV (Photovoltaic) | 5.52 | 9660 | Residential | UFI | 3 - Installed | 2011-03-14 | 2011-06-06 | 2011-06-06 | 36680 | 8832 | SOLAR SERVICE CENTER
CCBUES - 00441 | 85648 | PV (Photovoltaic) | 55.2 | 96600 | Non-Residential | UFI | 3 - Installed | 2011-05-12 | 2011-06-03 | 2011-06-06 | 280568 | 138000 | TECHNICIANS FOR SUSTAINABILITY
CCBUES - 00442 | 86406 | PV (Photovoltaic) | 10.58 | 18515 | Residential | UFI | 3 - Installed | 2011-03-23 | 2011-06-06 | 2011-06-08 | 48880 | 16928 | SOLAR SERVICE CENTER
CCBUES - 00443 | 86438 | PV (Photovoltaic) | 2.84 | 4970 | Residential | UFI | 3 - Installed | 2011-04-05 | 2011-06-08 | 2011-06-09 | 40000 | 4544 | SALMONSEN CONSTRUCTION
CCBUES - 00444 | 86403 | PV (Photovoltaic) | 4.14 | 7245 | Residential | UFI | 3 - Installed | 2011-03-14 | 2011-06-09 | 2011-06-10 | 19494 | 6624 | SALT RIVER SOLAR AND WIND
CCBUES - 00445 | 86406 | PV (Photovoltaic) | 19.505 | 34133.75 | Residential | UFI | 3 - Installed | 2011-05-03 | 2011-06-09 | 2011-06-10 | 88000 | 31208 | HYBRID SOLAR
CCBUES - 00446 | 86406 | PV (Photovoltaic) | 8.28 | 14490 | Residential | UFI | 3 - Installed | 2011-03-14 | 2011-06-14 | 2011-06-15 | 53820 | 12144 | SOLAR SERVICE CENTER
CCBUES - 00447 | 86409 | PV (Photovoltaic) | 97.2 | 170100 | Non-Residential | UFI | 3 - Installed | 2011-03-21 | 2011-06-17 | 2011-06-17 | 550000 | 170100 | SOLAR SERVICE CENTER
CCBUES - 00448 | 86401 | PV (Photovoltaic) | 5.04 | 8820 | Residential | UFI | 3 - Installed | 2010-07-02 | 2011-06-21 | 2011-06-21 | 25200 | 10080 | ARIZONA PRO SOLAR
CCBUES - 00449 | 86406 | PV (Photovoltaic) | 16.2 | 28350 | Residential | UFI | 3 - Installed | 2011-05-17 | 2011-06-27 | 2011-06-28 | 93150 | 25920 | ESMAY ELECTRIC INC
CCBUES - 00453 | 86403 | PV (Photovoltaic) | 7.36 | 12880 | Residential | UFI | 3 - Installed | 2011-03-23 | 2011-06-29 | 2011-06-29 | 47840 | 11776 | SOLAR SERVICE CENTER
CCBUES - 00451 | 86404 | PV (Photovoltaic) | 8.28 | 14490 | Residential | UFI | 3 - Installed | 2011-05-02 | 2011-06-28 | 2011-06-29 | 39330 | 13248 | GREEN LIGHT SOLAR INDUSTRIES
CCBUES - 00452 | 86404 | PV (Photovoltaic) | 2.76 | 4830 | Residential | UFI | 3 - Installed | 2011-05-02 | 2011-06-28 | 2011-06-29 | 13110 | 4416 | GREEN LIGHT SOLAR INDUSTRIES
CCBUES - 00450 | 86406 | PV (Photovoltaic) | 6.21 | 10867.5 | Residential | UFI | 3 - Installed | 2011-06-02 | 2011-06-27 | 2011-06-29 | 40054.5 | 9936 | ESMAY ELECTRIC INC
CCBUES - 00454 | 86406 | PV (Photovoltaic) | 7.36 | 12880 | Residential | UFI | 3 - Installed | 2011-03-14 | 2011-07-01 | 2011-07-05 | 47840 | 11776 | SOLAR SERVICE CENTER
CCBUES - 00455 | 86404 | PV (Photovoltaic) | 15.84 | 27720 | Residential | UFI | 3 - Installed | 2011-06-02 | 2011-06-29 | 2011-07-05 | 72907 | 25344 | HYBRID SOLAR
CCBUES - 00456 | 86406 | PV (Photovoltaic) | 0.94 | 1645 | Residential | UFI | 3 - Installed | 2011-06-10 | 2011-07-01 | 2011-07-05 | 5264 | 1504 | HYBRID SOLAR
CCBUES - 00457 | 86403 | PV (Photovoltaic) | 9.2 | 16100 | Residential | UFI | 3 - Installed | 2011-03-14 | 2011-06-29 | 2011-07-07 | 59800 | 14720 | SOLAR SERVICE CENTER
CCBUES - 00459 | 85648 | PV (Photovoltaic) | 6.37 | 11147.5 | Residential | UFI | 3 - Installed | 2010-10-13 | 2011-07-07 | 2011-07-08 | 38150 | 10192 | BUENA VISTA PLUMBING
CCBUES - 00458 | 85648 | PV (Photovoltaic) | 19.74 | 34545 | Residential | UFI | 3 - Installed | 2011-04-01 | 2011-07-07 | 2011-07-08 | 80915 | 31584 | TECHNICIANS FOR SUSTAINABILITY
CCBUES - 00460 | 86403 | PV (Photovoltaic) | 21.62 | 37835 | Non-Residential | UFI | 3 - Installed | 2011-03-11 | 2011-07-11 | 2011-07-11 | 172960 | 28106 | SALT RIVER SOLAR AND WIND
CCBUES - 00461 | 86406 | PV (Photovoltaic) | 9.36 | 16380 | Residential | UFI | 3 - Installed | 2011-05-16 | 2011-07-12 | 2011-07-12 | 47455 | 14976 | HYBRID SOLAR
CCBUES - 00462 | 85646 | PV (Photovoltaic) | 8.46 | 14805 | Residential | UFI | 3 - Installed | 2011-03-15 | 2011-07-12 | 2011-07-18 | 43016.92 | 13536 | AMERICAN SOLAR ELECTRIC, INC
CCBUES - 00463 | 86406 | PV (Photovoltaic) | 8.28 | 14490 | Residential | UFI | 3 - Installed | 2011-06-27 | 2011-07-19 | 2011-07-20 | 51998.4 | 13248 | ESMAY ELECTRIC INC
CCBUES - 00466 | 86406 | PV (Photovoltaic) | 17.784 | 31122 | Residential | UFI | 3 - Installed | 2011-04-14 | 2011-08-01 | 2011-08-02 | 96587.6 | 28454.4 | ESMAY ELECTRIC INC
CCBUES - 00464 | 85648 | PV (Photovoltaic) | 7.59 | 13282.5 | Residential | UFI | 3 - Installed | 2011-05-04 | 2011-07-29 | 2011-08-02 | 46678 | 12144 | SOLAR PLUS LLC
CCBUES - 00465 | 86403 | PV (Photovoltaic) | 5.76 | 10080 | Residential | UFI | 3 - Installed | 2011-07-29 | 2011-08-01 | 2011-08-02 | 23233 | 9216 | HYBRID SOLAR
CCBUES - 00467 | 86409 | PV (Photovoltaic) | 2.3 | 4025 | Residential | UFI | 3 - Installed | 2011-06-16 | 2011-08-02 | 2011-08-03 | 17000 | 3680 | SALMONSEN CONSTRUCTION CORP (INSTALLER)
CCBUES - 00468 | 86401 | PV (Photovoltaic) | 6.44 | 11270 | Residential | UFI | 3 - Installed | 2011-04-28 | 2011-08-04 | 2011-08-04 | 34900 | 10304 | ANGLE HOMES INC, DBA ANGLE SOLAR SOLUTIONS
CCBUES - 00469 | 86406 | PV (Photovoltaic) | 15.18 | 26565 | Residential | UFI | 3 - Installed | 2011-07-07 | 2011-08-03 | 2011-08-04 | 69069 | 23478.4 | ESMAY ELECTRIC INC
CCBUES - 00470 | 86406 | PV (Photovoltaic) | 6.9 | 12075 | Residential | UFI | 3 - Installed | 2011-07-19 | 2011-08-05 | 2011-08-05 | 40710 | 11040 | ESMAY ELECTRIC INC
CCBUES - 00471 | 86401 | PV (Photovoltaic) | 98.28 | 171990 | Non-Residential | UFI | 3 - Installed | 2011-03-21 | 2011-08-08 | 2011-08-08 | 499262.4 | 147420 | SOLAR SERVICE CENTER
CCBUES - 00472 | 85621 | PV (Photovoltaic) | 36.66 | 64155 | Non-Residential | UFI | 3 - Installed | 2011-03-07 | - | 2011-08-10 | 175404 | 47658 | RDS ELECTRIC INC
CCBUES - 00473 | 86413 | PV (Photovoltaic) | 27.755 | 48571.25 | Non-Residential | UFI | 3 - Installed | 2010-08-09 | 2011-08-08 | 2011-08-11 | 195685 | 41632.5 | PERFECTPOWER INC
CCBUES - 00476 | 86406 | PV (Photovoltaic) | 4.8 | 8400 | Residential | UFI | 3 - Installed | 2011-06-06 | 2011-08-12 | 2011-08-15 | 18096 | 7680 | HYBRID SOLAR
CCBUES - 00474 | 86406 | PV (Photovoltaic) | 6.48 | 11340 | Residential | UFI | 3 - Installed | 2011-06-07 | 2011-08-12 | 2011-08-15 | 34888 | 10368 | HYBRID SOLAR
CCBUES - 00475 | 86406 | PV (Photovoltaic) | 5.76 | 10080 | Residential | UFI | 3 - Installed | 2011-07-05 | 2011-08-12 | 2011-08-15 | 21312 | 9216 | HYBRID SOLAR
CCBUES - 00477 | 86413 | PV (Photovoltaic) | 4.6 | 8050 | Residential | UFI | 3 - Installed | 2011-06-27 | 2011-08-17 | 2011-08-19 | 32000 | 7360 | SALMONSEN CONSTRUCTION CORP (INSTALLER)
CCBUES - 00478 | 86409 | PV (Photovoltaic) | 2.3 | 4025 | Residential | UFI | 3 - Installed | 2011-06-27 | 2011-08-17 | 2011-08-19 | 17000 | 3680 | SALMONSEN CONSTRUCTION CORP (INSTALLER)
CCBUES - 00480 | 86406 | PV (Photovoltaic) | 16.17 | 28297.5 | Residential | UFI | 3 - Installed | 2011-05-10 | 2011-08-22 | 2011-08-23 | 55000 | 25872 | HAVASU SOLAR ELECTRIC
CCBUES - 00481 | 86403 | PV (Photovoltaic) | 28.2 | 49350 | Non-Residential | UFI | 3 - Installed | 2011-07-07 | 2011-08-22 | 2011-08-23 | 149544.6 | 36660 | ESMAY ELECTRIC INC
CCBUES - 00479 | 86413-8751 | PV (Photovoltaic) | 1.88 | 3290 | Residential | UFI | 3 - Installed | 2011-08-15 | 2011-08-23 | 2011-08-23 | 26000 | 3008 | SELF INSTALL
CCBUES - 00482 | 86444 | PV (Photovoltaic) | 2.3 | 4025 | Residential | UFI | 3 - Installed | 2011-06-27 | 2011-08-17 | 2011-08-24 | 17000 | 3680 | SALMONSEN CONSTRUCTION CORP (INSTALLER)
CCBUES - 00483 | 86429 | PV (Photovoltaic) | 6.58 | 11515 | Residential | UFI | 3 - Installed | 2011-06-22 | 2011-08-25 | 2011-08-25 | 31000 | 10528 | BULLHEAD SOLAR INC
CCBUES - 00484 | 86429 | PV (Photovoltaic) | 8.46 | 14805 | Residential | UFI | 3 - Installed | 2011-06-22 | 2011-08-25 | 2011-08-25 | 36000 | 13536 | BULLHEAD SOLAR INC
CCBUES - 00485 | 86429 | PV (Photovoltaic) | 8.695 | 15216.25 | Residential | UFI | 3 - Installed | 2011-06-22 | 2011-08-25 | 2011-08-26 | 40650 | 13460.8 | BULLHEAD SOLAR INC
CCBUES - 00486 | 86401 | PV (Photovoltaic) | 0.48 | 840 | Residential | UFI | 3 - Installed | 2011-07-21 | 2011-08-26 | 2011-08-29 | 3000 | 768 | ANGLE HOMES INC, DBA ANGLE SOLAR SOLUTIONS
CCBUES - 00487 | 86403 | PV (Photovoltaic) | 6.58 | 11515 | Residential | UFI | 3 - Installed | 2011-07-18 | 2011-08-30 | 2011-08-30 | 30555.76 | 10528 | HOMES BY WIESNER, INC
CCBUES - 00488 | 86438 | PV (Photovoltaic) | 2.8 | 4900 | Residential | UFI | 3 - Installed | 2011-08-23 | 2011-08-25 | 2011-08-31 | 24000 | 4480 | C AND R SOLAR
CCBUES - 00489 | 86401 | PV (Photovoltaic) | 10.08 | 17640 | Residential | UFI | 3 - Installed | 2011-08-22 | 2011-09-07 | 2011-09-08 | 52516 | 16128 | HYBRID SOLAR
CCBUES - 00490 | 86404 | PV (Photovoltaic) | 9.66 | 16905 | Residential | UFI | 3 - Installed | 2011-08-17 | 2011-09-09 | 2011-09-09 | 48351 | 15456 | GREEN LIGHT SOLAR INDUSTRIES
CCBUES - 00491 | 86404 | PV (Photovoltaic) | 7.2 | 12600 | Residential | UFI | 3 - Installed | 2011-08-10 | 2011-09-15 | 2011-09-16 | 42912 | 11520 | ESMAY ELECTRIC INC
CCBUES - 00493 | 85646 | PV (Photovoltaic) | 4.8 | 8400 | Residential | UFI | 3 - Installed | 2011-05-03 | 2011-09-16 | 2011-09-19 | 24460.1 | 7680 | AMERICAN SOLAR ELECTRIC, INC
CCBUES - 00492 | 86401 | PV (Photovoltaic) | 4.6 | 8050 | Residential | UFI | 3 - Installed | 2011-08-01 | 2011-09-16 | 2011-09-19 | 32000 | 7360 | TRISTATE SOLAR AND WIND CORP.
CCBUES - 00494 | 86413 | PV (Photovoltaic) | 4.8 | 8400 | Residential | UFI | 3 - Installed | 2011-08-10 | 2011-09-09 | 2011-09-19 | 26160 | 7680 | HYBRID SOLAR
CCBUES - 00495 | 86403 | PV (Photovoltaic) | 7.2 | 12600 | Residential | UFI | 3 - Installed | 2011-08-26 | 2011-09-20 | 2011-09-21 | 39600 | 11520 | HYBRID SOLAR
CCBUES - 00496 | 86401 | PV (Photovoltaic) | 5.17 | 9047.5 | Residential | UFI | 3 - Installed | 2011-08-01 | 2011-09-07 | 2011-09-22 | 35000 | 8272 | TRISTATE SOLAR AND WIND CORP.
CCBUES - 00497 | 86406 | PV (Photovoltaic) | 9.84 | 17220 | Residential | UFI | 3 - Installed | 2011-08-29 | 2011-09-23 | 2011-09-26 | 65815 | 15744 | HYBRID SOLAR
CCBUES - 00498 | 86403 | PV (Photovoltaic) | 20.68 | 36190 | Residential | UFI | 3 - Installed | 2011-08-22 | 2011-09-26 | 2011-09-27 | 73860.26 | 33088 | ESMAY ELECTRIC INC
CCBUES - 00499 | 86404 | PV (Photovoltaic) | 5.06 | 8855 | Residential | UFI | 3 - Installed | 2011-05-18 | 2011-09-26 | 2011-09-30 | 22495 | 8096 | HARMON ELECTRIC INC
CCBUES - 00500 | 86401 | PV (Photovoltaic) | 4.6 | 8050 | Residential | UFI | 3 - Installed | 2011-08-26 | 2011-10-03 | 2011-10-03 | 32000 | 7360 | SALMONSEN CONSTRUCTION
CCBUES - 00501 | 86409 | PV (Photovoltaic) | 4.6 | 8050 | Residential | UFI | 3 - Installed | 2011-08-26 | 2011-10-03 | 2011-10-03 | 33400 | 7360 | TRISTATE SOLAR AND WIND CORP.
CCBUES - 00502 | 86406 | PV (Photovoltaic) | 10.12 | 17710 | Residential | UFI | 3 - Installed | 2011-09-01 | 2011-10-04 | 2011-10-04 | 58696 | 16192 | ESMAY ELECTRIC INC
CCBUES - 00505 | 86406 | PV (Photovoltaic) | 16.1 | 28175 | Residential | UFI | 3 - Installed | 2011-08-26 | 2011-10-04 | 2011-10-05 | 92160 | 25760 | ESMAY ELECTRIC INC
CCBUES - 00503 | 86403 | PV (Photovoltaic) | 9.84 | 17220 | Residential | UFI | 3 - Installed | 2011-08-30 | 2011-10-04 | 2011-10-05 | 51660 | 15744 | HYBRID SOLAR
CCBUES - 00504 | 86401 | PV (Photovoltaic) | 2.35 | 4112.5 | Residential | UFI | 3 - Installed | 2011-09-23 | 2011-10-05 | 2011-10-05 | 17000 | 3760 | SALMONSEN CONSTRUCTION
CCBUES - 00506 | 86401 | PV (Photovoltaic) | 5.52 | 9660 | Residential | UFI | 3 - Installed | 2011-09-20 | 2011-10-05 | 2011-10-06 | 30360 | 8832 | HYBRID SOLAR
CCBUES - 00507 | 86404 | PV (Photovoltaic) | 16.56 | 28980 | Residential | UFI | 3 - Installed | 2011-07-05 | 2011-10-04 | 2011-10-10 | 71000 | 26496 | HAVASU SOLAR ELECTRIC
CCBUES - 00508 | 86404 | PV (Photovoltaic) | 4.8 | 8400 | Residential | UFI | 3 - Installed | 2011-09-13 | 2011-10-05 | 2011-10-11 | 30000 | 7680 | ESMAY ELECTRIC INC
CCBUES - 00509 | 85648 | PV (Photovoltaic) | 14.1 | 24675 | Non-Residential | UFI | 3 - Installed | 2011-06-14 | 2011-10-06 | 2011-10-12 | 63308 | 18330 | TECHNICIANS FOR SUSTAINABILITY
CCBUES - 00510 | 86406 | PV (Photovoltaic) | 11.5 | 20125 | Residential | UFI | 3 - Installed | 2011-09-16 | 2011-10-13 | 2011-10-13 | 66470 | 18400 | ESMAY ELECTRIC INC
CCBUES - 00514 | 86406 | PV (Photovoltaic) | 11.04 | 19320 | Residential | UFI | 3 - Installed | 2011-04-25 | 2011-10-13 | 2011-10-14 | 71760 | 17664 | SOLAR SERVICE CENTER
CCBUES - 00513 | 86404 | PV (Photovoltaic) | 8.28 | 14490 | Residential | UFI | 3 - Installed | 2011-09-07 | 2011-10-13 | 2011-10-14 | 40158 | 13248 | GREEN LIGHT SOLAR INDUSTRIES
CCBUES - 00512 | 86404 | PV (Photovoltaic) | 6.9 | 12075 | Residential | UFI | 3 - Installed | 2011-09-16 | 2011-10-13 | 2011-10-14 | 41400 | 11040 | ESMAY ELECTRIC INC
CCBUES - 00511 | 86406 | PV (Photovoltaic) | 5.06 | 8855 | Residential | UFI | 3 - Installed | 2011-10-05 | 2011-10-13 | 2011-10-14 | 30360 | 8096 | SUN SPOT SOLAR AZ LLC
CCBUES - 00516 | 85648 | PV (Photovoltaic) | 6.24 | 10920 | Residential | UFI | 3 - Installed | 2011-06-27 | 2011-10-14 | 2011-10-17 | 27928.8 | 9984 | AMERICAN SOLAR ELECTRIC, INC
CCBUES - 00515 | 86406 | PV (Photovoltaic) | 20.24 | 35420 | Residential | UFI | 3 - Installed | 2011-09-01 | 2011-10-14 | 2011-10-17 | 116380 | 32384 | ESMAY ELECTRIC INC
CCBUES - 00517 | 86403 | PV (Photovoltaic) | 10.81 | 18917.5 | Residential | UFI | 3 - Installed | 2011-09-16 | 2011-10-20 | 2011-10-24 | 62698 | 17296 | ESMAY ELECTRIC INC
CCBUES - 00518 | 86406 | PV (Photovoltaic) | 9.66 | 16905 | Residential | UFI | 3 - Installed | 2011-09-22 | 2011-10-20 | 2011-10-24 | 44628 | 15456 | GREEN LIGHT SOLAR INDUSTRIES
CCBUES - 00520 | 86404 | PV (Photovoltaic) | 8.28 | 14490 | Residential | UFI | 3 - Installed | 2011-09-16 | 2011-10-25 | 2011-10-26 | 49680 | 13248 | ESMAY ELECTRIC INC
CCBUES - 00519 | 86406 | PV (Photovoltaic) | 12.65 | 22137.5 | Residential | UFI | 3 - Installed | 2011-09-26 | 2011-10-25 | 2011-10-26 | 72737.5 | 20240 | ESMAY ELECTRIC INC
CCBUES - 00525 | 86413 | PV (Photovoltaic) | 27.755 | 48571.25 | Non-Residential | UFI | 3 - Installed | 2011-08-01 | 2011-10-28 | 2011-10-31 | 187358 | 36081.5 | PERFECTPOWER INC
CCBUES - 00521 | 86409 | PV (Photovoltaic) | 3.68 | 6440 | Residential | UFI | 3 - Installed | 2011-08-24 | 2011-10-28 | 2011-10-31 | 32000 | 4544 | TRISTATE SOLAR AND WIND CORP.
CCBUES - 00523 | 86404 | PV (Photovoltaic) | 6.44 | 11270 | Residential | UFI | 3 - Installed | 2011-09-15 | 2011-10-28 | 2011-10-31 | 28000 | 10304 | SELF INSTALL
CCBUES - 00522 | 86406 | PV (Photovoltaic) | 7.59 | 13282.5 | Residential | UFI | 3 - Installed | 2011-09-26 | 2011-10-28 | 2011-10-31 | 44781 | 12144 | ESMAY ELECTRIC INC
CCBUES - 00524 | 86406 | PV (Photovoltaic) | 9.36 | 16380 | Residential | UFI | 3 - Installed | 2011-10-06 | 2011-10-28 | 2011-10-31 | 42914 | 14976 | HYBRID SOLAR
CCBUES - 00526 | 86403 | PV (Photovoltaic) | 7.5 | 13125 | Residential | UFI | 3 - Installed | 2011-07-19 | 2011-10-28 | 2011-11-01 | 47840 | 12000 | SOLAR SERVICE CENTER
CCBUES - 00527 | 86401 | PV (Photovoltaic) | 7.52 | 13160 | Residential | UFI | 3 - Installed | 2011-08-23 | 2011-11-01 | 2011-11-03 | 32571 | 12032 | SOLAR TOPPS LLC
CCBUES - 00528 | 86438 | PV (Photovoltaic) | 2.025 | 3543.75 | Residential | UFI | 3 - Installed | 2011-09-13 | 2011-11-07 | 2011-11-08 | 22000 | 3240 | SELF INSTALL
CCBUES - 00529 | 86404 | PV (Photovoltaic) | 6.9 | 12075 | Residential | UFI | 3 - Installed | 2011-09-30 | 2011-11-07 | 2011-11-08 | 31878 | 11040 | GREEN LIGHT SOLAR INDUSTRIES
CCBUES - 00530 | 86404 | PV (Photovoltaic) | 11.76 | 20580 | Residential | UFI | 3 - Installed | 2011-09-30 | 2011-11-07 | 2011-11-08 | 60917 | 18816 | HYBRID SOLAR
CCBUES - 00531 | 86441 | PV (Photovoltaic) | 1.84 | 3220 | Residential | UFI | 3 - Installed | 2011-08-26 | 2011-11-09 | 2011-11-10 | 17000 | 2944 | SALMONSEN CONSTRUCTION
CCBUES - 00532 | 86438 | PV (Photovoltaic) | 3.44 | 6020 | Residential | UFI | 3 - Installed | 2011-05-27 | 2011-11-10 | 2011-11-11 | 18500 | 5504 | GENERATOR SOLAR AND WIND POWER SYSTEMS
CCBUES - 00533 | 86403 | PV (Photovoltaic) | 8.46 | 14805 | Residential | UFI | 3 - Installed | 2011-09-07 | 2011-11-10 | 2011-11-11 | 40000 | 13536 | HAVASU SOLAR ELECTRIC
CCBUES - 00537 | 86406 | PV (Photovoltaic) | 9.24 | 16170 | Non-Residential | UFI | 3 - Installed | 2011-09-12 | 2011-11-04 | 2011-11-11 | 47703.04 | 12012 | ESMAY ELECTRIC INC
CCBUES - 00535 | 86406 | PV (Photovoltaic) | 11.28 | 19740 | Residential | UFI | 3 - Installed | 2011-09-20 | 2011-11-10 | 2011-11-11 | 68552 | 18048 | ESMAY ELECTRIC INC
CCBUES - 00534 | 86406 | PV (Photovoltaic) | 11.5 | 20125 | Residential | UFI | 3 - Installed | 2011-10-03 | 2011-11-10 | 2011-11-11 | 66470 | 18400 | ESMAY ELECTRIC INC
CCBUES - 00536 | 86406 | PV (Photovoltaic) | 6.48 | 11340 | Residential | UFI | 3 - Installed | 2011-10-03 | 2011-11-10 | 2011-11-11 | 39852 | 10368 | ESMAY ELECTRIC INC
CCBUES - 00538 | 86406 | PV (Photovoltaic) | 15.18 | 26565 | Residential | UFI | 3 - Installed | 2011-09-30 | 2011-11-14 | 2011-11-15 | 88008 | 24288 | ESMAY ELECTRIC INC
CCBUES - 00540 | 86406 | PV (Photovoltaic) | 5.64 | 9870 | Residential | UFI | 3 - Installed | 2011-10-06 | 2011-11-14 | 2011-11-17 | 38000 | 9024 | TRISTATE SOLAR AND WIND CORP.
CCBUES - 00539 | 86413 | PV (Photovoltaic) | 5.64 | 9870 | Residential | UFI | 3 - Installed | 2011-10-25 | 2011-11-14 | 2011-11-17 | 36000 | 9024 | SALMONSEN CONSTRUCTION CORP (INSTALLER)
CCBUES - 00541 | 86413 | PV (Photovoltaic) | 10.12 | 17710 | Residential | UFI | 3 - Installed | 2011-11-07 | 2011-11-16 | 2011-11-17 | 56576 | 16192 | SOLAR TOPPS LLC
CCBUES - 00542 | 86406 | PV (Photovoltaic) | 14.784 | 25872 | Non-Residential | UFI | 3 - Installed | 2011-07-22 | 2011-11-18 | 2011-11-21 | 71554.51 | 19219.2 | ESMAY ELECTRIC INC
CCBUES - 00545 | 86409 | PV (Photovoltaic) | 53.36 | 93380 | Non-Residential | UFI | 3 - Installed | 2011-05-31 | 2011-11-22 | 2011-11-22 | 199950 | 69368 | SUNQUEST SOLAR, LLC
CCBUES - 00543 | 86404 | PV (Photovoltaic) | 9.66 | 16905 | Residential | UFI | 3 - Installed | 2011-10-06 | 2011-11-21 | 2011-11-22 | 46851 | 15456 | GREEN LIGHT SOLAR INDUSTRIES
CCBUES - 00544 | 86403 | PV (Photovoltaic) | 8.64 | 15120 | Residential | UFI | 3 - Installed | 2011-10-11 | 2011-11-21 | 2011-11-22 | 51408 | 13824 | ESMAY ELECTRIC INC
CCBUES - 00549 | 86406 | PV (Photovoltaic) | 12 | 21000 | Residential | UFI | 3 - Installed | 2011-09-26 | 2011-11-21 | 2011-11-23 | 88184 | 19200 | ESMAY ELECTRIC INC
CCBUES - 00547 | 86406 | PV (Photovoltaic) | 6.48 | 11340 | Residential | UFI | 3 - Installed | 2011-09-30 | 2011-11-21 | 2011-11-23 | 40500 | 10368 | ESMAY ELECTRIC INC
CCBUES - 00548 | 86406 | PV (Photovoltaic) | 8.64 | 15120 | Residential | UFI | 3 - Installed | 2011-10-05 | 2011-11-21 | 2011-11-23 | 51908 | 13824 | ESMAY ELECTRIC INC
CCBUES - 00546 | 86401 | PV (Photovoltaic) | 1.84 | 3220 | Residential | UFI | 3 - Installed | 2011-10-24 | 2011-11-22 | 2011-11-23 | 16800 | 2944 | ANGLE HOMES INC, DBA ANGLE SOLAR SOLUTIONS
CCBUES - 00550 | 86409 | PV (Photovoltaic) | 4.7 | 8225 | Residential | UFI | 3 - Installed | 2011-10-11 | 2011-11-22 | 2011-11-29 | 30400 | 7520 | SALMONSEN CONSTRUCTION CORP (INSTALLER)
CCBUES - 00552 | 86403 | PV (Photovoltaic) | 10.5 | 18375 | Residential | UFI | 3 - Installed | 2011-08-15 | 2011-11-28 | 2011-11-30 | 63000 | 16800 | SOLAR SERVICE CENTER
CCBUES - 00551 | 86404 | PV (Photovoltaic) | 6.58 | 11515 | Residential | UFI | 3 - Installed | 2011-10-10 | 2011-11-28 | 2011-11-30 | 31234 | 10528 | GREEN LIGHT SOLAR INDUSTRIES
CCBUES - 00553 | 86403 | PV (Photovoltaic) | 11.28 | 19740 | Residential | UFI | 3 - Installed | 2011-11-09 | 2011-11-28 | 2011-11-30 | 62040 | 18048 | HYBRID SOLAR
CCBUES - 00554 | 86406 | PV (Photovoltaic) | 3.91 | 6842.5 | Residential | UFI | 3 - Installed | 2011-10-12 | 2011-11-28 | 2011-12-02 | 23200 | 6256 | HOME-TEC INTERNATIONAL
CCBUES - 00556 | 86406 | PV (Photovoltaic) | 8.28 | 14490 | Residential | UFI | 3 - Installed | 2011-09-30 | 2011-12-02 | 2011-12-05 | 48852 | 13248 | ESMAY ELECTRIC INC
CCBUES - 00555 | 86406 | PV (Photovoltaic) | 11.5 | 20125 | Residential | UFI | 3 - Installed | 2011-10-05 | 2011-12-02 | 2011-12-05 | 68470 | 18400 | ESMAY ELECTRIC INC
CCBUES - 00557 | 86406 | PV (Photovoltaic) | 12.65 | 22137.5 | Residential | UFI | 3 - Installed | 2011-10-05 | 2011-12-08 | 2011-12-09 | 72484.5 | 20240 | ESMAY ELECTRIC INC
CCBUES - 00559 | 86403 | PV (Photovoltaic) | 10.8 | 18900 | Residential | UFI | 3 - Installed | 2011-11-10 | 2011-12-02 | 2011-12-09 | 54000 | 17280 | GREEN LIGHT SOLAR INDUSTRIES
CCBUES - 00558 | 86403 | PV (Photovoltaic) | 7.44 | 13020 | Residential | UFI | 3 - Installed | 2011-11-16 | 2011-12-08 | 2011-12-09 | 37200 | 11904 | HYBRID SOLAR
CCBUES - 00561 | 85624 | PV (Photovoltaic) | 9.4 | 16450 | Residential | UFI | 3 - Installed | 2011-08-01 | 2011-12-08 | 2011-12-13 | 46910 | 15040 | THE SOLAR STORE
CCBUES - 00562 | 85621 | PV (Photovoltaic) | 4.23 | 7402.5 | Residential | UFI | 3 - Installed | 2011-09-15 | 2011-12-07 | 2011-12-13 | 23544 | 6768 | THE SOLAR STORE
CCBUES - 00560 | 86413 | PV (Photovoltaic) | 6.45 | 11287.5 | Residential | UFI | 3 - Installed | 2011-12-13 | 2011-12-12 | 2011-12-13 | 26000 | 4544 | C AND R SOLAR
CCBUES - 00564 | 85648 | PV (Photovoltaic) | 3.22 | 5635 | Residential | UFI | 3 - Installed | 2011-07-05 | 2011-12-12 | 2011-12-14 | 16100 | 5152 | SOLAR H2O LLC
CCBUES - 00563 | 85648 | PV (Photovoltaic) | 6.24 | 10920 | Residential | UFI | 3 - Installed | 2011-09-08 | 2011-12-12 | 2011-12-14 | 30073 | 9984 | REC SOLAR, INC
CCBUES - 00565 | 86433 | PV (Photovoltaic) | 7.05 | 12337.5 | Non-Residential | UFI | 3 - Installed | 2011-09-12 | 2011-12-13 | 2011-12-14 | 35950 | 9165 | SUNQUEST SOLAR, LLC
CCBUES - 00571 | 86401 | PV (Photovoltaic) | 20.01 | 35017.5 | Non-Residential | UFI | 3 - Installed | 2011-09-02 | 2011-12-14 | 2011-12-15 | 94914 | 26013 | ANGLE HOMES INC, DBA ANGLE SOLAR SOLUTIONS
CCBUES - 00572 | 86401 | PV (Photovoltaic) | 22.62 | 39585 | Non-Residential | UFI | 3 - Installed | 2011-09-02 | 2011-12-14 | 2011-12-15 | 148120 | 29406 | ANGLE HOMES INC, DBA ANGLE SOLAR SOLUTIONS
CCBUES - 00568 | 85648 | PV (Photovoltaic) | 1.8 | 3150 | Residential | UFI | 3 - Installed | 2011-10-03 | 2011-12-14 | 2011-12-15 | 12089 | 2880 | WESTWIND SOLAR ELECTRIC, INC
CCBUES - 00566 | 86403 | PV (Photovoltaic) | 8.74 | 15295 | Residential | UFI | 3 - Installed | 2011-10-14 | 2011-12-14 | 2011-12-15 | 52440 | 13984 | ESMAY ELECTRIC INC
CCBUES - 00567 | 86406 | PV (Photovoltaic) | 11.5 | 20125 | Residential | UFI | 3 - Installed | 2011-10-14 | 2011-12-14 | 2011-12-15 | 66470 | 18400 | ESMAY ELECTRIC INC
CCBUES - 00569 | 86409 | PV (Photovoltaic) | 9.4 | 16450 | Residential | UFI | 3 - Installed | 2011-10-28 | 2011-12-15 | 2011-12-15 | 42750 | 15040 | SUNQUEST SOLAR, LLC
CCBUES - 00570 | 86404 | PV (Photovoltaic) | 8.4 | 14700 | Residential | UFI | 3 - Installed | 2011-11-07 | 2011-12-14 | 2011-12-15 | 43200 | 13440 | HYBRID SOLAR
CCBUES - 00573 | 86409 | PV (Photovoltaic) | 4.7 | 8225 | Residential | UFI | 3 - Installed | 2011-11-10 | 2011-12-15 | 2011-12-16 | 20700 | 7520 | ANGLE HOMES INC, DBA ANGLE SOLAR SOLUTIONS
CCBUES - 00576 | 86403 | PV (Photovoltaic) | 21.56 | 37730 | Non-Residential | UFI | 3 - Installed | 2011-08-11 | 2011-12-20 | 2011-12-21 | 88106.2 | 28028 | ESMAY ELECTRIC INC
CCBUES - 00574 | 86441 | PV (Photovoltaic) | 4.7 | 8225 | Residential | UFI | 3 - Installed | 2011-10-11 | 2011-12-19 | 2011-12-21 | 33400 | 7520 | SALMONSEN CONSTRUCTION CORP (INSTALLER)
CCBUES - 00575 | 86403 | PV (Photovoltaic) | 9.87 | 17272.5 | Residential | UFI | 3 - Installed | 2011-11-22 | 2011-12-20 | 2011-12-21 | 52722 | 15792 | GREEN LIGHT SOLAR INDUSTRIES
CCBUES - 00577 | 86403 | PV (Photovoltaic) | 19.404 | 33957 | Non-Residential | UFI | 3 - Installed | 2011-08-11 | 2011-12-22 | 2011-12-22 | 81328.81 | 25225.2 | ESMAY ELECTRIC INC
CCBUES - 00578 | 86406 | PV (Photovoltaic) | 7.5 | 13125 | Residential | UFI | 3 - Installed | 2011-09-07 | 2011-12-22 | 2011-12-27 | 48750 | 12000 | SOLAR SERVICE CENTER
CCBUES - 00579 | 86406 | PV (Photovoltaic) | 8.74 | 15295 | Residential | UFI | 3 - Installed | 2011-11-04 | 2011-12-27 | 2011-12-27 | 52440 | 13984 | ESMAY ELECTRIC INC
CCBUES - 00580 | 86409 | PV (Photovoltaic) | 59.16 | 103530 | Non-Residential | UFI | 3 - Installed | 2011-09-02 | 2011-12-27 | 2011-12-28 | 379080 | 76908 | ANGLE HOMES INC, DBA ANGLE SOLAR SOLUTIONS
CCBUES - 00581 | 86433 | PV (Photovoltaic) | 4.8 | 8400 | Residential | UFI | 3 - Installed | 2011-10-14 | 2012-01-03 | 2012-01-04 | 15570 | 7680 | SELF INSTALL
CCBUES - 00584 | 86406 | PV (Photovoltaic) | 14.88 | 26040 | Residential | UFI | 3 - Installed | 2011-11-04 | 2012-01-04 | 2012-01-05 | 90048 | 23808 | ESMAY ELECTRIC INC
CCBUES - 00582 | 86404 | PV (Photovoltaic) | 8.64 | 15120 | Residential | UFI | 3 - Installed | 2011-11-23 | 2012-01-04 | 2012-01-05 | 48852 | 13824 | ESMAY ELECTRIC INC
CCBUES - 00583 | 86406 | PV (Photovoltaic) | 8.28 | 14490 | Residential | UFI | 3 - Installed | 2011-11-23 | 2012-01-04 | 2012-01-05 | 50931.6 | 13248 | ESMAY ELECTRIC INC
CCBUES - 00586 | 86401 | PV (Photovoltaic) | 34.8 | 60900 | Non-Residential | UFI | 3 - Installed | 2011-09-02 | 2012-01-05 | 2012-01-06 | 220220 | 45240 | ANGLE HOMES INC, DBA ANGLE SOLAR SOLUTIONS
CCBUES - 00585 | 86401 | PV (Photovoltaic) | 5.17 | 9047.5 | Residential | UFI | 3 - Installed | 2011-11-14 | 2012-01-05 | 2012-01-06 | 21200 | 8272 | ANGLE HOMES INC, DBA ANGLE SOLAR SOLUTIONS
CCBUES - 00587 | 86406 | PV (Photovoltaic) | 8.46 | 14805 | Residential | UFI | 3 - Installed | 2011-10-31 | 2012-01-04 | 2012-01-09 | 40158 | 13536 | GREEN LIGHT SOLAR INDUSTRIES
CCBUES - 00588 | 86403 | PV (Photovoltaic) | 4.08 | 7140 | Residential | UFI | 3 - Installed | 2011-11-17 | 2012-01-10 | 2012-01-12 | 28464.73 | 6528 | HOME-TEC INTERNATIONAL
CCBUES - 00589 | 86406 | PV (Photovoltaic) | 8.46 | 14805 | Residential | UFI | 3 - Installed | 2011-11-23 | 2012-01-04 | 2012-01-13 | 48645 | 13536 | GREEN LIGHT SOLAR INDUSTRIES
CCBUES - 00590 | 86403 | PV (Photovoltaic) | 9.87 | 17272.5 | Residential | UFI | 3 - Installed | 2011-11-28 | 2012-01-04 | 2012-01-13 | 55518.4 | 15792 | GREEN LIGHT SOLAR INDUSTRIES
CCBUES - 00592 | 86404 | PV (Photovoltaic) | 10.12 | 17710 | Residential | UFI | 3 - Installed | 2011-10-25 | 2012-01-12 | 2012-01-16 | 60814 | 16192 | ESMAY ELECTRIC INC
CCBUES - 00591 | 86403 | PV (Photovoltaic) | 13.8 | 24150 | Residential | UFI | 3 - Installed | 2011-11-07 | 2012-01-12 | 2012-01-16 | 80660 | 22080 | ESMAY ELECTRIC INC
CCBUES - 00593 | 86413 | PV (Photovoltaic) | 4.7 | 8225 | Residential | UFI | 3 - Installed | 2011-10-28 | 2012-01-17 | 2012-01-17 | 33400 | 7520 | TRISTATE SOLAR AND WIND CORP.
CCBUES - 00594 | 86406 | PV (Photovoltaic) | 6.21 | 10867.5 | Residential | UFI | 3 - Installed | 2011-11-23 | 2012-01-12 | 2012-01-18 | 37470.5 | 9936 | ESMAY ELECTRIC INC
CCBUES - 00596 | 86404 | PV (Photovoltaic) | 9.25 | 16187.5 | Residential | UFI | 3 - Installed | 2011-09-21 | 2012-01-18 | 2012-01-19 | 60125 | 14800 | SOLAR SERVICE CENTER
CCBUES - 00595 | 86404 | PV (Photovoltaic) | 2.3 | 4025 | Residential | UFI | 3 - Installed | 2011-10-13 | 2012-01-19 | 2012-01-19 | 13685 | 3680 | ESMAY ELECTRIC INC
CCBUES - 00600 | 86404 | PV (Photovoltaic) | 8.28 | 14490 | Residential | UFI | 3 - Installed | 2011-10-13 | 2012-01-19 | 2012-01-19 | 49266 | 13248 | ESMAY ELECTRIC INC
CCBUES - 00598 | 86406 | PV (Photovoltaic) | 10.81 | 18917.5 | Residential | UFI | 3 - Installed | 2011-11-04 | 2012-01-18 | 2012-01-19 | 64319.5 | 17296 | ESMAY ELECTRIC INC
CCBUES - 00599 | 86403 | PV (Photovoltaic) | 18.4 | 32200 | Residential | UFI | 3 - Installed | 2011-11-10 | 2012-01-18 | 2012-01-19 | 110140 | 29440 | ESMAY ELECTRIC INC
CCBUES - 00597 | 86404 | PV (Photovoltaic) | 10.25 | 17937.5 | Residential | UFI | 3 - Installed | 2011-12-07 | 2012-01-18 | 2012-01-19 | 79335 | 10250 | SOLAR SERVICE CENTER
CCBUES - 00601 | 86401 | PV (Photovoltaic) | 9.165 | 16038.75 | Residential | UFI | 3 - Installed | 2011-11-04 | 2012-01-26 | 2012-01-26 | 38550 | 14664 | ANGLE HOMES INC, DBA ANGLE SOLAR SOLUTIONS
CCBUES - 00607 | 86406 | PV (Photovoltaic) | 10 | 17500 | Non-Residential | UFI | 3 - Installed | 2011-08-15 | 2012-02-06 | 2012-02-07 | 50000 | 13000 | SOLAR SERVICE CENTER
CCBUES - 00608 | 86406 | PV (Photovoltaic) | 5 | 8750 | Non-Residential | UFI | 3 - Installed | 2011-08-16 | 2012-02-06 | 2012-02-07 | 25000 | 6500 | SOLAR SERVICE CENTER
CCBUES - 00605 | 86409 | PV (Photovoltaic) | 6.21 | 10867.5 | Residential | UFI | 3 - Installed | 2011-11-07 | 2012-02-07 | 2012-02-07 | 39123 | 9936 | ESMAY ELECTRIC INC
CCBUES - 00603 | 86403 | PV (Photovoltaic) | 14.72 | 25760 | Residential | UFI | 3 - Installed | 2011-11-10 | 2012-02-06 | 2012-02-07 | 87140 | 23552 | ESMAY ELECTRIC INC
CCBUES - 00604 | 86406 | PV (Photovoltaic) | 12.65 | 22137.5 | Residential | UFI | 3 - Installed | 2011-11-18 | 2012-02-06 | 2012-02-07 | 76382 | 20240 | ESMAY ELECTRIC INC
CCBUES - 00602 | 86409 | PV (Photovoltaic) | 7.99 | 13982.5 | Residential | UFI | 3 - Installed | 2011-12-07 | 2012-02-07 | 2012-02-07 | 27500 | 7990 | SUNQUEST SOLAR, LLC
CCBUES - 00606 | 86404 | PV (Photovoltaic) | 4.8 | 8400 | Residential | UFI | 3 - Installed | 2012-01-11 | 2012-02-06 | 2012-02-07 | 17723 | 4800 | HYBRID SOLAR
CCBUES - 00611 | 86406 | PV (Photovoltaic) | 7.92 | 13860 | Residential | UFI | 3 - Installed | 2011-10-14 | 2012-02-08 | 2012-02-09 | 49104 | 12672 | ESMAY ELECTRIC INC
CCBUES - 00609 | 86401 | PV (Photovoltaic) | 7.36 | 12880 | Residential | UFI | 3 - Installed | 2011-11-10 | 2012-02-09 | 2012-02-09 | 55300 | 11776 | SALMONSEN CONSTRUCTION CORP (INSTALLER)
CCBUES - 00610 | 86406 | PV (Photovoltaic) | 7.59 | 13282.5 | Residential | UFI | 3 - Installed | 2011-11-10 | 2012-02-08 | 2012-02-09 | 46299 | 12144 | ESMAY ELECTRIC INC
CCBUES - 00616 | 86406 | PV (Photovoltaic) | 5 | 8750 | Non-Residential | UFI | 3 - Installed | 2011-08-15 | 2012-02-09 | 2012-02-10 | 25000 | 6500 | SOLAR SERVICE CENTER
CCBUES - 00613 | 86404 | PV (Photovoltaic) | 10.56 | 18480 | Residential | UFI | 3 - Installed | 2011-11-11 | 2012-02-02 | 2012-02-10 | 92160 | 16896 | ESMAY ELECTRIC INC
CCBUES - 00615 | 86406 | PV (Photovoltaic) | 7.59 | 13282.5 | Residential | UFI | 3 - Installed | 2011-11-11 | 2012-02-09 | 2012-02-10 | 47258 | 12144 | ESMAY ELECTRIC INC
CCBUES - 00614 | 86404 | PV (Photovoltaic) | 4.8 | 8400 | Residential | UFI | 3 - Installed | 2012-01-03 | 2012-02-09 | 2012-02-10 | 92160 | 7680 | ESMAY ELECTRIC INC
CCBUES - 00612 | 86413 | PV (Photovoltaic) | 1.05 | 1837.5 | Residential | UFI | 3 - Installed | 2012-01-18 | 2012-02-09 | 2012-02-10 | 9800 | 1680 | SALMONSEN CONSTRUCTION CORP (INSTALLER)
CCBUES - 00618 | 86401 | PV (Photovoltaic) | 7.05 | 12337.5 | Residential | UFI | 3 - Installed | 2011-11-04 | 2012-02-15 | 2012-02-21 | 29400 | 11280 | ANGLE HOMES INC, DBA ANGLE SOLAR SOLUTIONS
CCBUES - 00617 | 86406 | PV (Photovoltaic) | 17.71 | 30992.5 | Residential | UFI | 3 - Installed | 2011-11-15 | 2012-02-16 | 2012-02-21 | 106803.5 | 28336 | ESMAY ELECTRIC INC
CCBUES - 00626 | 85648 | PV (Photovoltaic) | 10.56 | 18480 | Residential | UFI | 3 - Installed | 2011-05-13 | 2012-02-15 | 2012-02-22 | 185000 | 16896 | COPERNICUS ENERGY, INC
CCBUES - 00623 | 86406 | PV (Photovoltaic) | 3 | 5250 | Residential | UFI | 3 - Installed | 2011-09-16 | 2012-02-14 | 2012-02-22 | 25000 | 4800 | SOLAR SERVICE CENTER
CCBUES - 00628 | 85648 | PV (Photovoltaic) | 24.72 | 43260 | Non-Residential | UFI | 3 - Installed | 2011-10-10 | 2012-02-17 | 2012-02-22 | 111025 | 32136 | THE SOLAR STORE
CCBUES - 00622 | 86401 | PV (Photovoltaic) | 5.06 | 8855 | Residential | UFI | 3 - Installed | 2011-11-04 | 2012-02-15 | 2012-02-22 | 23000 | 8096 | ANGLE HOMES INC, DBA ANGLE SOLAR SOLUTIONS
CCBUES - 00625 | 86409 | PV (Photovoltaic) | 15.51 | 27142.5 | Residential | UFI | 3 - Installed | 2011-11-17 | 2012-02-21 | 2012-02-22 | 101200 | 24816 | TRISTATE SOLAR AND WIND CORP.
CCBUES - 00619 | 86403 | PV (Photovoltaic) | 10.24 | 17920 | Residential | UFI | 3 - Installed | 2011-11-22 | 2012-02-16 | 2012-02-22 | 63438 | 16384 | ESMAY ELECTRIC INC
CCBUES - 00620 | 86406 | PV (Photovoltaic) | 6 | 10500 | Residential | UFI | 3 - Installed | 2011-12-07 | 2012-02-16 | 2012-02-22 | 46440 | 6000 | SOLAR SERVICE CENTER
CCBUES - 00621 | 86406 | PV (Photovoltaic) | 5.5 | 9625 | Residential | UFI | 3 - Installed | 2011-12-07 | 2012-02-14 | 2012-02-22 | 42570 | 5500 | SOLAR SERVICE CENTER
CCBUES - 00627 | 86404 | PV (Photovoltaic) | 8.25 | 14437.5 | Residential | UFI | 3 - Installed | 2011-12-29 | 2012-02-14 | 2012-02-22 | 63855 | 8250 | SOLAR SERVICE CENTER
CCBUES - 00624 | 86413 | PV (Photovoltaic) | 2.82 | 4935 | Residential | UFI | 3 - Installed | 2012-01-04 | 2012-02-21 | 2012-02-22 | 8072.63 | 2820 | GOLDEN VALLEY ELECTRIC
CCBUES - 00631 | 86401 | PV (Photovoltaic) | 9.87 | 17272.5 | Residential | UFI | 3 - Installed | 2011-11-11 | 2012-02-21 | 2012-02-24 | 39800 | 15792 | ANGLE HOMES INC, DBA ANGLE SOLAR SOLUTIONS
CCBUES - 00632 | 85621 | PV (Photovoltaic) | 29.61 | 51817.5 | Non-Residential | UFI | 3 - Installed | 2011-11-14 | 2011-12-12 | 2012-02-24 | 142921.23 | 38493 | SKY ENGINEERING INC.
CCBUES - 00630 | 86406 | PV (Photovoltaic) | 5.5 | 9625 | Residential | UFI | 3 - Installed | 2011-12-07 | 2012-02-14 | 2012-02-24 | 42570 | 5500 | SOLAR SERVICE CENTER
CCBUES - 00629 | 86406 | PV (Photovoltaic) | 4.312 | 7546 | Residential | UFI | 3 - Installed | 2012-02-06 | 2012-02-22 | 2012-02-24 | 42688.8 | 4312 | ESMAY ELECTRIC INC
CCBUES - 00634 | 86403 | PV (Photovoltaic) | 2.16 | 3780 | Residential | UFI | 3 - Installed | 2011-11-09 | 2012-02-24 | 2012-02-27 | 74400 | 3456 | HYBRID SOLAR
CCBUES - 00633 | 86403 | PV (Photovoltaic) | 4.8 | 8400 | Residential | UFI | 3 - Installed | 2012-01-06 | 2012-02-22 | 2012-02-27 | 28504 | 7680 | HYBRID SOLAR
CCBUES - 00635 | 86406 | PV (Photovoltaic) | 9.75 | 17062.5 | Residential | UFI | 3 - Installed | 2011-09-06 | 2012-02-17 | 2012-02-28 | 71500 | 15600 | SOLAR SERVICE CENTER
CCBUES - 00637 | 86429 | PV (Photovoltaic) | 14.16 | 24780 | Residential | UFI | 3 - Installed | 2011-08-30 | 2012-03-01 | 2012-03-01 | 42905.8 | 22656 | SELF INSTALL
CCBUES - 00636 | 86406 | PV (Photovoltaic) | 5.52 | 9660 | Residential | UFI | 3 - Installed | 2012-01-24 | 2012-03-01 | 2012-03-01 | 29500 | 5520 | SUMMERWIND SOLAR
CCBUES - 00639 | 86406 | PV (Photovoltaic) | 7.5 | 13125 | Residential | UFI | 3 - Installed | 2011-09-01 | 2012-03-01 | 2012-03-02 | 55250 | 12000 | SOLAR SERVICE CENTER
CCBUES - 00638 | 86403 | PV (Photovoltaic) | 8.624 | 15092 | Residential | UFI | 3 - Installed | 2012-02-06 | 2012-03-01 | 2012-03-02 | 47432 | 8624 | ESMAY ELECTRIC INC
CCBUES - 00640 | 86406 | PV (Photovoltaic) | 5.28 | 9240 | Residential | UFI | 3 - Installed | 2012-03-02 | 2012-03-07 | 2012-03-07 | 34320 | 8448 | ESMAY ELECTRIC INC
CCBUES - 00641 | 86406 | PV (Photovoltaic) | 9.856 | 17248 | Residential | UFI | 3 - Installed | 2011-11-28 | 2012-03-08 | 2012-03-08 | 64944 | 15769.6 | ESMAY ELECTRIC INC
CCBUES - 00642 | 86406 | PV (Photovoltaic) | 23.76 | 41580 | Residential | UFI | 3 - Installed | 2011-11-28 | 2012-03-08 | 2012-03-08 | 141996 | 38016 | ESMAY ELECTRIC INC
CCBUES - 00645 | 86404 | PV (Photovoltaic) | 11.5 | 20125 | Residential | UFI | 3 - Installed | 2011-11-22 | 2012-03-13 | 2012-03-14 | 69345 | 18400 | ESMAY ELECTRIC INC
CCBUES - 00643 | 86406 | PV (Photovoltaic) | 10.12 | 17710 | Residential | UFI | 3 - Installed | 2011-11-23 | 2012-03-13 | 2012-03-14 | 61226 | 16192 | ESMAY ELECTRIC INC
CCBUES - 00646 | 86403 | PV (Photovoltaic) | 7.5 | 13125 | Residential | UFI | 3 - Installed | 2011-12-07 | 2012-03-13 | 2012-03-14 | 58125 | 7500 | SOLAR SERVICE CENTER
CCBUES - 00644 | 86444 | PV (Photovoltaic) | 2.1 | 3675 | Residential | UFI | 3 - Installed | 2012-02-22 | 2012-03-14 | 2012-03-14 | 49115.66 | 2100 | TRISTATE SOLAR AND WIND CORP.
CCBUES - 00650 | 86406 | PV (Photovoltaic) | 8.28 | 14490 | Residential | UFI | 3 - Installed | 2011-07-06 | 2012-03-15 | 2012-03-16 | 38070 | 13248 | HOMES BY WIESNER, INC
CCBUES - 00649 | 86404 | PV (Photovoltaic) | 9.2 | 16100 | Residential | UFI | 3 - Installed | 2011-11-16 | 2012-03-15 | 2012-03-16 | 83214 | 14720 | ESMAY ELECTRIC INC
CCBUES - 00647 | 86404 | PV (Photovoltaic) | 6.21 | 10867.5 | Residential | UFI | 3 - Installed | 2011-11-22 | 2012-03-15 | 2012-03-16 | 39123 | 9936 | ESMAY ELECTRIC INC
CCBUES - 00651 | 86404 | PV (Photovoltaic) | 4.6 | 8050 | Residential | UFI | 3 - Installed | 2011-11-23 | 2012-03-15 | 2012-03-16 | 83214 | 7360 | ESMAY ELECTRIC INC
CCBUES - 00648 | 86406 | PV (Photovoltaic) | 12.65 | 22137.5 | Residential | UFI | 3 - Installed | 2011-12-01 | 2012-03-15 | 2012-03-16 | 76147.6 | 20240 | ESMAY ELECTRIC INC
CCBUES - 00652 | 86404 | PV (Photovoltaic) | 5.5 | 9625 | Residential | UFI | 3 - Installed | 2012-02-23 | 2012-03-15 | 2012-03-19 | 31625 | 5500 | HYBRID SOLAR
CCBUES - 00653 | 86406 | PV (Photovoltaic) | 10.12 | 17710 | Residential | UFI | 3 - Installed | 2011-12-01 | 2012-03-19 | 2012-03-20 | 62238 | 16192 | ESMAY ELECTRIC INC
CCBUES - 00655 | 86403 | PV (Photovoltaic) | 6.48 | 11340 | Residential | UFI | 3 - Installed | 2011-12-29 | 2012-03-19 | 2012-03-20 | 52245 | 6420 | SOLAR SERVICE CENTER
CCBUES - 00654 | 86406 | PV (Photovoltaic) | 8 | 14000 | Residential | UFI | 3 - Installed | 2012-03-01 | 2012-03-19 | 2012-03-20 | 38400 | 8000 | HYBRID SOLAR
CCBUES - 00656 | 86401 | PV (Photovoltaic) | 8.96 | 15680 | Residential | UFI | 3 - Installed | 2011-11-07 | 2012-03-20 | 2012-03-21 | 49280 | 14336 | SOLAR TOPPS LLC
CCBUES - 00658 | 86406 | PV (Photovoltaic) | 12.65 | 22137.5 | Residential | UFI | 3 - Installed | 2011-11-15 | 2012-03-21 | 2012-03-26 | 75647 | 20240 | ESMAY ELECTRIC INC
CCBUES - 00659 | 86404 | PV (Photovoltaic) | 4.6 | 8050 | Residential | UFI | 3 - Installed | 2011-11-22 | 2012-03-21 | 2012-03-26 | 30130 | 7360 | ESMAY ELECTRIC INC
CCBUES - 00657 | 86403 | PV (Photovoltaic) | 7.59 | 13282.5 | Residential | UFI | 3 - Installed | 2011-11-23 | 2012-03-19 | 2012-03-26 | 47358 | 12144 | ESMAY ELECTRIC INC
CCBUES - 00662 | 86413 | PV (Photovoltaic) | 9.6 | 16800 | Residential | UFI | 3 - Installed | 2011-10-13 | 2012-03-21 | 2012-03-27 | 39180 | 15360 | SOLAR TOPPS LLC
CCBUES - 00660 | 86406 | PV (Photovoltaic) | 12.65 | 22137.5 | Residential | UFI | 3 - Installed | 2011-11-23 | 2012-03-26 | 2012-03-27 | 73749.5 | 20240 | ESMAY ELECTRIC INC
CCBUES - 00663 | 86403 | PV (Photovoltaic) | 5.06 | 8855 | Residential | UFI | 3 - Installed | 2011-12-01 | 2012-03-26 | 2012-03-27 | 32384 | 8096 | ESMAY ELECTRIC INC
CCBUES - 00661 | 86406 | PV (Photovoltaic) | 7 | 12250 | Residential | UFI | 3 - Installed | 2011-12-29 | 2012-03-21 | 2012-03-27 | 54180 | 7000 | SOLAR SERVICE CENTER
CCBUES - 00667 | 86403 | PV (Photovoltaic) | 12.8 | 22400 | Residential | UFI | 3 - Installed | 2011-11-07 | 2012-03-21 | 2012-03-28 | 70400 | 18636.8 | SOLAR TOPPS LLC
CCBUES - 00665 | 86403 | PV (Photovoltaic) | 1.71 | 2992.5 | Residential | UFI | 3 - Installed | 2011-11-10 | 2012-03-27 | 2012-03-28 | 8550 | 2736 | GREEN LIGHT SOLAR INDUSTRIES
CCBUES - 00666 | 86401 | PV (Photovoltaic) | 9.87 | 17272.5 | Residential | UFI | 3 - Installed | 2012-01-09 | 2012-03-28 | 2012-03-28 | 39000 | 9870 | ANGLE HOMES INC, DBA ANGLE SOLAR SOLUTIONS
CCBUES - 00664 | 86401 | PV (Photovoltaic) | 1.84 | 3220 | Residential | UFI | 3 - Installed | 2012-02-06 | 2012-03-28 | 2012-03-28 | 4700 | 1840 | ANGLE HOMES INC, DBA ANGLE SOLAR SOLUTIONS
CCBUES - 00670 | 86404 | PV (Photovoltaic) | 36.4 | 63700 | Non-Residential | UFI | 3 - Installed | 2011-08-15 | 2012-03-29 | 2012-03-30 | 206080 | 47320 | SOLAR SERVICE CENTER
CCBUES - 00669 | 86406 | PV (Photovoltaic) | 12.65 | 22137.5 | Residential | UFI | 3 - Installed | 2011-11-23 | 2012-03-29 | 2012-03-30 | 75382 | 20240 | ESMAY ELECTRIC INC
CCBUES - 00668 | 86401 | PV (Photovoltaic) | 5.64 | 9870 | Residential | UFI | 3 - Installed | 2012-02-22 | 2012-03-29 | 2012-03-30 | 21700 | 5640 | ANGLE HOMES INC, DBA ANGLE SOLAR SOLUTIONS
CCBUES - 00672 | 86406 | PV (Photovoltaic) | 2.88 | 5040 | Residential | UFI | 3 - Installed | 2012-03-02 | 2012-04-02 | 2012-04-03 | 12240 | 2880 | GREEN LIGHT SOLAR INDUSTRIES
CCBUES - 00671 | 86406 | PV (Photovoltaic) | 5.8 | 10150 | Residential | UFI | 3 - Installed | 2012-03-07 | 2012-04-02 | 2012-04-03 | 22400 | 5800 | HTWT-ELECTRIC
CCBUES - 00674 | 86409 | PV (Photovoltaic) | 3.92 | 6860 | Residential | UFI | 3 - Installed | 2012-02-14 | 2012-04-03 | 2012-04-04 | 28464.73 | 3920 | HOME-TEC INTERNATIONAL
CCBUES - 00673 | 86413 | PV (Photovoltaic) | 2.35 | 4112.5 | Residential | UFI | 3 - Installed | 2012-03-21 | 2012-04-03 | 2012-04-04 | 12000 | 2350 | TRISTATE SOLAR AND WIND CORP.
CCBUES - 00676 | 86403 | PV (Photovoltaic) | 7.75 | 13562.5 | Residential | UFI | 3 - Installed | 2011-09-30 | 2012-04-04 | 2012-04-05 | 75000 | 12400 | SOLAR SERVICE CENTER
CCBUES - 00678 | 85648 | PV (Photovoltaic) | 9.36 | 16380 | Residential | UFI | 3 - Installed | 2011-09-30 | 2012-04-04 | 2012-04-05 | 74972 | 14976 | REC SOLAR, INC
CCBUES - 00679 | 86404 | PV (Photovoltaic) | 14.49 | 25357.5 | Residential | UFI | 3 - Installed | 2011-12-01 | 2012-04-04 | 2012-04-05 | 86042 | 23184 | ESMAY ELECTRIC INC
CCBUES - 00677 | 85646 | PV (Photovoltaic) | 3.36 | 5880 | Residential | UFI | 3 - Installed | 2012-01-26 | 2012-04-04 | 2012-04-05 | 19588 | 3360 | THE SOLAR STORE
CCBUES - 00675 | 86409 | PV (Photovoltaic) | 7.5 | 13125 | Residential | UFI | 3 - Installed | 2012-03-14 | 2012-04-03 | 2012-04-05 | 40500 | 7500 | HYBRID SOLAR
CCBUES - 00680 | 86406 | PV (Photovoltaic) | 15.6 | 27300 | Residential | UFI | 3 - Installed | 2011-12-01 | 2012-04-04 | 2012-04-06 | 87008 | 24960 | ESMAY ELECTRIC INC
CCBUES - 00681 | 86404 | PV (Photovoltaic) | 6.3 | 11025 | Residential | UFI | 3 - Installed | 2011-12-01 | 2012-04-05 | 2012-04-06 | 39123 | 10080 | ESMAY ELECTRIC INC
CCBUES - 00682 | 86413 | PV (Photovoltaic) | 2.35 | 4112.5 | Residential | UFI | 3 - Installed | 2012-03-01 | 2012-04-03 | 2012-04-09 | 17000 | 2350 | SALMONSEN CONSTRUCTION CORP (INSTALLER)
CCBUES - 00683 | 86406 | PV (Photovoltaic) | 4.8 | 8400 | Residential | UFI | 3 - Installed | 2011-11-22 | 2012-04-10 | 2012-04-11 | 29900 | 7680 | ESMAY ELECTRIC INC
CCBUES - 00684 | 86406 | PV (Photovoltaic) | 9.6 | 16800 | Residential | UFI | 3 - Installed | 2011-11-18 | 2012-04-12 | 2012-04-20 | 56120 | 15360 | ESMAY ELECTRIC INC
CCBUES - 00685 | 86406 | PV (Photovoltaic) | 5.04 | 8820 | Residential | UFI | 3 - Installed | 2012-02-17 | 2012-04-12 | 2012-04-20 | 40635 | 5040 | SOLAR SERVICE CENTER
CCBUES - 00686 | 86406 | PV (Photovoltaic) | 11.6 | 20300 | Residential | UFI | 3 - Installed | 2012-03-27 | 2012-04-12 | 2012-04-23 | 54300 | 9860 | SELF INSTALL
CCBUES - 00688 | 86406 | PV (Photovoltaic) | 7.2 | 12600 | Residential | UFI | 3 - Installed | 2011-11-28 | 2012-04-23 | 2012-04-24 | 43125 | 11520 | ESMAY ELECTRIC INC
CCBUES - 00687 | 86406 | PV (Photovoltaic) | 13.5 | 23625 | Residential | UFI | 3 - Installed | 2011-12-01 | 2012-04-23 | 2012-04-24 | 76647 | 21600 | ESMAY ELECTRIC INC
RUNSE-RPV_80778 | 86406 | PV (Photovoltaic) | 0.96 | 1680 | Residential | UFI | 3 - Installed | 2014-03-13 13:49 | 2014-03-13 | 2012-04-24 | 3360 | 96 | ESMAY ELECTRIC INC
CCBUES - 00689 | 86406 | PV (Photovoltaic) | 6.3 | 11025 | Residential | UFI | 3 - Installed | 2011-11-11 | 2012-04-26 | 2012-04-30 | 39123.4 | 10080 | ESMAY ELECTRIC INC
CCBUES - 00692 | 86404 | PV (Photovoltaic) | 13.5 | 23625 | Residential | UFI | 3 - Installed | 2011-06-06 | 2012-05-01 | 2012-05-02 | 104775 | 21600 | HYBRID SOLAR
CCBUES - 00690 | 86406 | PV (Photovoltaic) | 7.2 | 12600 | Residential | UFI | 3 - Installed | 2011-12-01 | 2012-05-01 | 2012-05-02 | 41400 | 11520 | ESMAY ELECTRIC INC
CCBUES - 00691 | 86406 | PV (Photovoltaic) | 10.5 | 18375 | Residential | UFI | 3 - Installed | 2011-12-01 | 2012-05-01 | 2012-05-02 | 61226 | 16800 | ESMAY ELECTRIC INC
CCBUES - 00693 | 86406 | PV (Photovoltaic) | 11.76 | 20580 | Residential | UFI | 3 - Installed | 2011-12-29 | 2012-05-01 | 2012-05-03 | 94815 | 11760 | SOLAR SERVICE CENTER
CCBUES - 00694 | 85648 | PV (Photovoltaic) | 6.48 | 11340 | Residential | UFI | 3 - Installed | 2011-11-29 | 2012-04-30 | 2012-05-08 | 45175 | 10368 | THE SOLAR STORE LLC
CCBUES - 00695 | 85646 | PV (Photovoltaic) | 1.44 | 2520 | Residential | UFI | 3 - Installed | 2012-03-01 | 2012-04-30 | 2012-05-08 | 8568 | 1440 | THE SOLAR STORE
CCBUES - 00700 | 86404 | PV (Photovoltaic) | 15.36 | 26880 | Residential | UFI | 3 - Installed | 2011-11-07 | 2012-05-08 | 2012-05-09 | 83114.4 | 24576 | MILHOLLAND ELECTRIC AZ INC
CCBUES - 00696 | 86404 | PV (Photovoltaic) | 7.05 | 12337.5 | Residential | UFI | 3 - Installed | 2011-12-05 | 2012-05-08 | 2012-05-09 | 29962.5 | 11280 | ESMAY ELECTRIC INC
CCBUES - 00698 | 86404 | PV (Photovoltaic) | 4.08 | 7140 | Residential | UFI | 3 - Installed | 2012-02-27 | 2012-05-08 | 2012-05-09 | 28464.73 | 6528 | HOME-TEC INTERNATIONAL
CCBUES - 00699 | 86413 | PV (Photovoltaic) | 6.345 | 11103.75 | Residential | UFI | 3 - Installed | 2012-03-14 | 2012-05-08 | 2012-05-09 | 29000 | 6345 | SALMONSEN CONSTRUCTION CORP (INSTALLER)
CCBUES - 00697 | 86404 | PV (Photovoltaic) | 3.92 | 6860 | Residential | UFI | 3 - Installed | 2012-03-28 | 2012-05-08 | 2012-05-09 | 48769.46 | 3332 | HOME-TEC INTERNATIONAL
CCBUES - 00701 | 86403 | PV (Photovoltaic) | 5.875 | 10281.25 | Non-Residential | UFI | 3 - Installed | 2011-10-13 | 2012-05-08 | 2012-05-10 | 39000 | 7637.5 | SALMONSEN CONSTRUCTION CORP (INSTALLER)
CCBUES - 00703 | 85621 | PV (Photovoltaic) | 28.28 | 49490 | Residential | UFI | 3 - Installed | 2011-10-19 | 2012-05-11 | 2012-05-16 | 107209 | 45248 | SOLAR GAIN INC
CCBUES - 00705 | 86406 | PV (Photovoltaic) | 5.52 | 9660 | Residential | UFI | 3 - Installed | 2012-03-19 | 2012-05-15 | 2012-05-16 | 38529 | 4692 | SOLAR SERVICE CENTER
CCBUES - 00702 | 86404 | PV (Photovoltaic) | 9.6 | 16800 | Residential | UFI | 3 - Installed | 2012-04-20 | 2012-05-15 | 2012-05-16 | 54000 | 6720 | HYBRID SOLAR
CCBUES - 00704 | 86404 | PV (Photovoltaic) | 4.8 | 8400 | Residential | UFI | 3 - Installed | 2012-04-20 | 2012-05-15 | 2012-05-16 | 30000 | 3360 | HYBRID SOLAR
CCBUES - 00706 | 85640 | PV (Photovoltaic) | 23.52 | 41160 | Residential | UFI | 3 - Installed | 2011-10-31 | 2012-05-11 | 2012-05-18 | 77616 | 37632 | SOLAR GAIN INC
CCBUES - 00709 | 86406 | PV (Photovoltaic) | 10.5 | 18375 | Residential | UFI | 3 - Installed | 2012-03-05 | 2012-05-18 | 2012-05-21 | 55193.6 | 9856 | ESMAY ELECTRIC INC
CCBUES - 00708 | 85648 | PV (Photovoltaic) | 2.4 | 4200 | Residential | UFI | 3 - Installed | 2012-04-04 | 2012-05-17 | 2012-05-21 | 10200 | 2040 | CUSTOM SOLAR AND LEISURE LLC
CCBUES - 00707 | 86403 | PV (Photovoltaic) | 4.8 | 8400 | Residential | UFI | 3 - Installed | 2012-05-01 | 2012-05-18 | 2012-05-21 | 26074 | 2400 | HYBRID SOLAR
CCBUES - 00711 | 86406 | PV (Photovoltaic) | 15.275 | 26731.25 | Residential | UFI | 3 - Installed | 2011-12-06 | 2012-05-18 | 2012-05-22 | 60798 | 15275 | HARMON SOLAR
CCBUES - 00710 | 86401 | PV (Photovoltaic) | 5.64 | 9870 | Residential | UFI | 3 - Installed | 2012-03-01 | 2012-05-21 | 2012-05-22 | 38000 | 5640 | SALMONSEN CONSTRUCTION CORP (INSTALLER)
CCBUES - 00712 | 86403 | PV (Photovoltaic) | 7.2 | 12600 | Residential | UFI | 3 - Installed | 2012-02-14 | 2012-05-23 | 2012-05-23 | 35574 | 6468 | ESMAY ELECTRIC INC
CCBUES - 00713 | 86403 | PV (Photovoltaic) | 13.5 | 23625 | Residential | UFI | 3 - Installed | 2012-02-06 | 2012-05-29 | 2012-05-29 | 130394.88 | 12936 | ESMAY ELECTRIC INC
CCBUES - 00714 | 86404 | PV (Photovoltaic) | 10.5 | 18375 | Residential | UFI | 3 - Installed | 2012-02-17 | 2012-05-29 | 2012-05-29 | 54208 | 9856 | ESMAY ELECTRIC INC
CCBUES - 00716 | 86403 | PV (Photovoltaic) | 10.5 | 18375 | Residential | UFI | 3 - Installed | 2012-02-24 | 2012-05-30 | 2012-05-30 | 54208 | 9856 | ESMAY ELECTRIC INC
CCBUES - 00715 | 86406 | PV (Photovoltaic) | 14.4 | 25200 | Residential | UFI | 3 - Installed | 2012-03-13 | 2012-05-30 | 2012-05-30 | 77616 | 13860 | ESMAY ELECTRIC INC
CCBUES - 00717 | 86404 | PV (Photovoltaic) | 16.8 | 29400 | Residential | UFI | 3 - Installed | 2012-03-13 | 2012-05-30 | 2012-05-30 | 86394 | 15708 | ESMAY ELECTRIC INC
CCBUES - 00718 | 85621 | PV (Photovoltaic) | 15.87 | 27772.5 | Non-Residential | UFI | 3 - Installed | 2011-09-13 | 2012-05-31 | 2012-05-31 | 79000 | 20631 | SOLAR H2O LLC
CCBUES - 00721 | 86406 | PV (Photovoltaic) | 7.2 | 12600 | Residential | UFI | 3 - Installed | 2012-02-13 | 2012-06-05 | 2012-06-06 | 35574 | 6468 | ESMAY ELECTRIC INC
CCBUES - 00720 | 86406 | PV (Photovoltaic) | 9 | 15750 | Residential | UFI | 3 - Installed | 2012-03-05 | 2012-06-05 | 2012-06-06 | 47432 | 8624 | ESMAY ELECTRIC INC
CCBUES - 00722 | 86409 | PV (Photovoltaic) | 6.58 | 11515 | Residential | UFI | 3 - Installed | 2012-04-02 | 2012-06-05 | 2012-06-06 | 30000 | 5593 | SALMONSEN CONSTRUCTION CORP (INSTALLER)
CCBUES - 00719 | 86401 | PV (Photovoltaic) | 4.23 | 7402.5 | Residential | UFI | 3 - Installed | 2012-04-24 | 2012-06-05 | 2012-06-06 | 20000 | 2115 | SALMONSEN CONSTRUCTION CORP (INSTALLER)
CCBUES - 00723 | 86404 | PV (Photovoltaic) | 9.66 | 16905 | Residential | UFI | 3 - Installed | 2011-10-28 | 2012-06-07 | 2012-06-11 | 44433 | 15456 | SUN SPOT SOLAR AZ LLC
CCBUES - 00724 | 85646 | PV (Photovoltaic) | 5.39 | 9432.5 | Residential | UFI | 3 - Installed | 2011-12-07 | 2012-06-06 | 2012-06-11 | 37500 | 5390 | THE SOLAR STORE LLC
CCBUES - 00726 | 86403 | PV (Photovoltaic) | 18.33 | 32077.5 | Non-Residential | UFI | 3 - Installed | 2012-01-20 | 2012-06-07 | 2012-06-11 | 63825.06 | 12831 | ESMAY ELECTRIC INC
CCBUES - 00727 | 86403 | PV (Photovoltaic) | 26.32 | 46060 | Non-Residential | UFI | 3 - Installed | 2012-01-20 | 2012-06-07 | 2012-06-11 | 91646.24 | 18424 | ESMAY ELECTRIC INC
CCBUES - 00725 | 86413 | PV (Photovoltaic) | 4.23 | 7402.5 | Residential | UFI | 3 - Installed | 2012-04-02 | 2012-06-11 | 2012-06-11 | 20000 | 3595.5 | SALMONSEN CONSTRUCTION CORP (INSTALLER)
CCBUES - 00729 | 86404 | PV (Photovoltaic) | 6.58 | 11515 | Residential | UFI | 3 - Installed | 2011-12-01 | 2012-06-12 | 2012-06-14 | 53760 | 10528 | SALT RIVER SOLAR AND WIND
CCBUES - 00732 | 86404 | PV (Photovoltaic) | 9 | 15750 | Residential | UFI | 3 - Installed | 2012-02-13 | 2012-06-12 | 2012-06-14 | 47432 | 8624 | ESMAY ELECTRIC INC
CCBUES - 00728 | 86406 | PV (Photovoltaic) | 11.7 | 20475 | Residential | UFI | 3 - Installed | 2012-02-17 | 2012-06-13 | 2012-06-14 | 61584 | 11088 | ESMAY ELECTRIC INC
CCBUES - 00731 | 86406 | PV (Photovoltaic) | 6 | 10500 | Residential | UFI | 3 - Installed | 2012-04-04 | 2012-06-12 | 2012-06-14 | 42000 | 5100 | SOLAR SERVICE CENTER
CCBUES - 00730 | 86403 | PV (Photovoltaic) | 10.08 | 17640 | Residential | UFI | 3 - Installed | 2012-04-23 | 2012-06-13 | 2012-06-14 | 70358 | 7056 | SOLAR SERVICE CENTER
CCBUES - 00734 | 86401 | PV (Photovoltaic) | 8.96 | 15680 | Residential | UFI | 3 - Installed | 2012-03-06 | 2012-06-18 | 2012-06-18 | 47000 | 8960 | SOLAR TOPPS LLC
CCBUES - 00733 | 86406 | PV (Photovoltaic) | 9.156 | 16023 | Residential | UFI | 3 - Installed | 2012-04-20 | 2012-06-15 | 2012-06-18 | 45780 | 6409.2 | MILHOLLAND ELECTRIC AZ INC
CCBUES - 00738 | 86403 | PV (Photovoltaic) | 22.56 | 39480 | Non-Residential | UFI | 3 - Installed | 2012-01-20 | 2012-06-15 | 2012-06-19 | 90240 | 15792 | ESMAY ELECTRIC INC
CCBUES - 00737 | 86403 | PV (Photovoltaic) | 9.36 | 16380 | Residential | UFI | 3 - Installed | 2012-03-05 | 2012-06-15 | 2012-06-19 | 48645 | 9360 | GREEN LIGHT SOLAR INDUSTRIES
CCBUES - 00736 | 86406 | PV (Photovoltaic) | 15.3 | 26775 | Residential | UFI | 3 - Installed | 2012-03-08 | 2012-06-15 | 2012-06-19 | 81312 | 14784 | ESMAY ELECTRIC INC
CCBUES - 00735 | 86406 | PV (Photovoltaic) | 2.4 | 4200 | Residential | UFI | 3 - Installed | 2012-05-02 | 2012-06-13 | 2012-06-19 | 14160 | 1200 | HYBRID SOLAR
CCBUES - 00739 | 86403 | PV (Photovoltaic) | 12.24 | 21420 | Residential | UFI | 3 - Installed | 2012-02-17 | 2012-06-27 | 2012-06-27 | 94737.6 | 12096 | SOLAR SERVICE CENTER
CCBUES - 00740 | 86406 | PV (Photovoltaic) | 7.2 | 12600 | Residential | UFI | 3 - Installed | 2012-03-06 | 2012-06-22 | 2012-06-27 | 55902 | 7200 | ESMAY ELECTRIC INC
CCBUES - 00741 | 86406 | PV (Photovoltaic) | 3.6 | 6300 | Residential | UFI | 3 - Installed | 2012-03-07 | 2012-06-22 | 2012-06-27 | 20328 | 3600 | ESMAY ELECTRIC INC
CCBUES - 00742 | 86406 | PV (Photovoltaic) | 9.6 | 16800 | Residential | UFI | 3 - Installed | 2012-02-17 | 2012-06-20 | 2012-06-28 | 75465 | 9312 | SOLAR SERVICE CENTER
CCBUES - 00744 | 86406 | PV (Photovoltaic) | 9 | 15750 | Residential | UFI | 3 - Installed | 2012-02-24 | 2012-06-19 | 2012-06-28 | 47863.2 | 8624 | ESMAY ELECTRIC INC
CCBUES - 00745 | 86403 | PV (Photovoltaic) | 10.5 | 18375 | Residential | UFI | 3 - Installed | 2012-03-07 | 2012-06-19 | 2012-06-28 | 54208 | 9856 | ESMAY ELECTRIC INC
CCBUES - 00743 | 86409 | PV (Photovoltaic) | 2.115 | 3701.25 | Residential | UFI | 3 - Installed | 2012-04-05 | 2012-06-21 | 2012-06-28 | 11000 | 1480.5 | SALMONSEN CONSTRUCTION CORP (INSTALLER)
CCBUES - 00748 | 86406 | PV (Photovoltaic) | 6 | 10500 | Residential | UFI | 3 - Installed | 2011-12-29 | 2012-06-22 | 2012-06-29 | 36000 | 6000 | HYBRID SOLAR
CCBUES - 00750 | 86406 | PV (Photovoltaic) | 8.4 | 14700 | Residential | UFI | 3 - Installed | 2012-02-29 | 2012-06-28 | 2012-06-29 | 41395.2 | 7392 | ESMAY ELECTRIC INC
CCBUES - 00749 | 86406 | PV (Photovoltaic) | 14.4 | 25200 | Residential | UFI | 3 - Installed | 2012-03-07 | 2012-06-22 | 2012-06-29 | 75738 | 13860 | ESMAY ELECTRIC INC
CCBUES - 00751 | 86401 | PV (Photovoltaic) | 6.54 | 11445 | Residential | UFI | 3 - Installed | 2012-03-22 | 2012-06-19 | 2012-06-29 | 32700 | 5559 | ANGLE HOMES INC, DBA ANGLE SOLAR SOLUTIONS
CCBUES - 00752 | 86401 | PV (Photovoltaic) | 5.232 | 9156 | Residential | UFI | 3 - Installed | 2012-03-26 | 2012-06-26 | 2012-06-29 | 25637 | 4447.2 | ANGLE HOMES INC, DBA ANGLE SOLAR SOLUTIONS
CCBUES - 00747 | 86406 | PV (Photovoltaic) | 10.8 | 18900 | Residential | UFI | 3 - Installed | 2012-04-02 | 2012-06-25 | 2012-06-29 | 75500 | 9180 | SOLAR SERVICE CENTER
CCBUES - 00753 | 86406 | PV (Photovoltaic) | 7.848 | 13734 | Residential | UFI | 3 - Installed | 2012-04-02 | 2012-06-22 | 2012-06-29 | 43164 | 6670.8 | ESMAY ELECTRIC INC
CCBUES - 00754 | 86406 | PV (Photovoltaic) | 6.867 | 12017.25 | Residential | UFI | 3 - Installed | 2012-04-11 | 2012-06-28 | 2012-06-29 | 36738 | 5836.95 | ESMAY ELECTRIC INC
CCBUES - 00746 | 86409 | PV (Photovoltaic) | 2.82 | 4935 | Residential | UFI | 3 - Installed | 2012-05-01 | 2012-06-26 | 2012-06-29 | 11000 | 1410 | TRISTATE SOLAR AND WIND CORP.
CCBUES - 00755 | 86404 | PV (Photovoltaic) | 7.072 | 12376 | Residential | UFI | 3 - Installed | 2012-07-02 | 2012-06-28 | 2012-07-02 | 91704.16 | 6364.8 | LONDON BRIDGE ELECTRIC INC
CCBUES - 00756 | 86403 | PV (Photovoltaic) | 9.6 | 16800 | Residential | UFI | 3 - Installed | 2012-03-02 | 2012-06-19 | 2012-07-03 | 62400 | 9564 | SOLAR SERVICE CENTER
CCBUES - 00757 | 86404 | PV (Photovoltaic) | 10.5 | 18375 | Residential | UFI | 3 - Installed | 2012-07-03 | 2012-06-29 | 2012-07-03 | 55193.6 | 9856 | ESMAY ELECTRIC INC
CCBUES - 00758 | 85621 | PV (Photovoltaic) | 40.48 | 70840 | Non-Residential | UFI | 3 - Installed | 2011-09-13 | 2012-06-29 | 2012-07-06 | 202400 | 52624 | SOLAR H2O LLC
CCBUES - 00759 | 86404 | PV (Photovoltaic) | 9.6 | 16800 | Residential | UFI | 3 - Installed | 2012-02-17 | 2012-07-12 | 2012-07-13 | 50820 | 9240 | ESMAY ELECTRIC INC
CCBUES - 00764 | 86403 | PV (Photovoltaic) | 12.6 | 22050 | Residential | UFI | 3 - Installed | 2012-03-13 | 2012-07-12 | 2012-07-13 | 68991 | 12320 | ESMAY ELECTRIC INC
CCBUES - 00763 | 86406 | PV (Photovoltaic) | 13.08 | 22890 | Residential | UFI | 3 - Installed | 2012-03-27 | 2012-07-12 | 2012-07-13 | 74940 | 11118 | ESMAY ELECTRIC INC
CCBUES - 00760 | 86406 | PV (Photovoltaic) | 9.156 | 16023 | Residential | UFI | 3 - Installed | 2012-03-30 | 2012-07-12 | 2012-07-13 | 51273 | 7782.6 | ESMAY ELECTRIC INC
CCBUES - 00761 | 86404 | PV (Photovoltaic) | 9.81 | 17167.5 | Residential | UFI | 3 - Installed | 2012-04-02 | 2012-07-12 | 2012-07-13 | 52974 | 8338.5 | ESMAY ELECTRIC INC
CCBUES - 00762 | 86404 | PV (Photovoltaic) | 6.867 | 12017.25 | Residential | UFI | 3 - Installed | 2012-04-20 | 2012-07-13 | 2012-07-13 | 36395 | 4806.9 | ESMAY ELECTRIC INC
CCBUES - 00768 | 85646 | PV (Photovoltaic) | 5.76 | 10080 | Residential | UFI | 3 - Installed | 2012-02-29 | 2012-07-16 | 2012-07-25 | 27555 | 5760 | THE SOLAR STORE
CCBUES - 00765 | 86401 | PV (Photovoltaic) | 6.72 | 11760 | Residential | UFI | 3 - Installed | 2012-03-02 | 2012-07-20 | 2012-07-25 | 35616 | 6720 | SOLAR TOPPS LLC
CCBUES - 00766 | 86401 | PV (Photovoltaic) | 6.72 | 11760 | Residential | UFI | 3 - Installed | 2012-03-12 | 2012-07-20 | 2012-07-25 | 34500 | 6720 | SOLAR TOPPS LLC
CCBUES - 00775 | 86406 | PV (Photovoltaic) | 7.848 | 13734 | Residential | UFI | 3 - Installed | 2012-03-30 | 2012-07-19 | 2012-07-25 | 43164.2 | 6670.8 | ESMAY ELECTRIC INC
CCBUES - 00773 | 86406 | PV (Photovoltaic) | 9.156 | 16023 | Residential | UFI | 3 - Installed | 2012-04-04 | 2012-07-23 | 2012-07-25 | 48526 | 7782.6 | ESMAY ELECTRIC INC
CCBUES - 00774 | 86406 | PV (Photovoltaic) | 14.715 | 25751.25 | Residential | UFI | 3 - Installed | 2012-04-04 | 2012-07-23 | 2012-07-25 | 79461 | 10300.5 | ESMAY ELECTRIC INC
CCBUES - 00767 | 86409 | PV (Photovoltaic) | 5.76 | 10080 | Residential | UFI | 3 - Installed | 2012-04-06 | 2012-07-20 | 2012-07-25 | 28000 | 5760 | SOLAR TOPPS LLC
CCBUES - 00771 | 86404 | PV (Photovoltaic) | 10.08 | 17640 | Residential | UFI | 3 - Installed | 2012-04-09 | 2012-07-23 | 2012-07-25 | 34272 | 7056 | GREEN LIGHT SOLAR INDUSTRIES
CCBUES - 00772 | 86404 | PV (Photovoltaic) | 4.578 | 8011.5 | Residential | UFI | 3 - Installed | 2012-04-23 | 2012-07-23 | 2012-07-25 | 25728.36 | 3204.6 | ESMAY ELECTRIC INC
CCBUES - 00769 | 86401 | PV (Photovoltaic) | 13.734 | 24034.5 | Residential | UFI | 3 - Installed | 2012-04-24 | 2012-07-23 | 2012-07-25 | 66335 | 6867 | ANGLE HOMES INC, DBA ANGLE SOLAR SOLUTIONS
CCBUES - 00770 | 86403 | PV (Photovoltaic) | 12.5 | 21875 | Residential | UFI | 3 - Installed | 2012-05-15 | 2012-07-19 | 2012-07-25 | 57500 | 6250 | HYBRID SOLAR
CCBUES - 00776 | 86401 | PV (Photovoltaic) | 7.848 | 13734 | Residential | UFI | 3 - Installed | 2012-05-01 | 2012-07-30 | 2012-07-30 | 36101 | 3924 | ANGLE HOMES INC, DBA ANGLE SOLAR SOLUTIONS
CCBUES - 00777 | 86401 | PV (Photovoltaic) | 9.81 | 17167.5 | Residential | UFI | 3 - Installed | 2012-05-01 | 2012-07-30 | 2012-07-30 | 43655 | 4905 | SALMONSEN CONSTRUCTION CORP (INSTALLER)
CCBUES - 00778 | 86403 | PV (Photovoltaic) | 13.08 | 22890 | Residential | UFI | 3 - Installed | 2012-03-15 | 2012-08-01 | 2012-08-06 | 71940 | 13080 | ESMAY ELECTRIC INC
CCBUES - 00782 | 86406 | PV (Photovoltaic) | 13.08 | 22890 | Residential | UFI | 3 - Installed | 2012-03-23 | 2012-08-03 | 2012-08-06 | 72441.6 | 11118 | ESMAY ELECTRIC INC
CCBUES - 00783 | 86404 | PV (Photovoltaic) | 18.312 | 32046 | Residential | UFI | 3 - Installed | 2012-04-02 | 2012-08-03 | 2012-08-06 | 98884.8 | 15565.2 | ESMAY ELECTRIC INC
CCBUES - 00781 | 86406 | PV (Photovoltaic) | 9.156 | 16023 | Residential | UFI | 3 - Installed | 2012-04-04 | 2012-08-03 | 2012-08-06 | 49442.4 | 7782.6 | ESMAY ELECTRIC INC
CCBUES - 00779 | 86406 | PV (Photovoltaic) | 10.464 | 18312 | Residential | UFI | 3 - Installed | 2012-04-06 | 2012-08-03 | 2012-08-06 | 56505.9 | 7324.8 | ESMAY ELECTRIC INC
CCBUES - 00780 | 86406 | PV (Photovoltaic) | 7.848 | 13734 | Residential | UFI | 3 - Installed | 2012-05-03 | 2012-08-03 | 2012-08-06 | 43200 | 3924 | MILHOLLAND ELECTRIC AZ INC
CCBUES - 00784 | 86404 | PV (Photovoltaic) | 5.232 | 9156 | Residential | UFI | 3 - Installed | 2012-04-04 | 2012-08-07 | 2012-08-08 | 27991.2 | 4447.2 | ESMAY ELECTRIC INC
CCBUES - 00788 | 86403 | PV (Photovoltaic) | 5.232 | 9156 | Residential | UFI | 3 - Installed | 2012-03-27 | 2012-08-08 | 2012-08-09 | 29037.6 | 4447.2 | ESMAY ELECTRIC INC
CCBUES - 00785 | 86406 | PV (Photovoltaic) | 7.848 | 13734 | Residential | UFI | 3 - Installed | 2012-04-02 | 2012-08-08 | 2012-08-09 | 43134 | 6670.8 | ESMAY ELECTRIC INC
CCBUES - 00789 | 86403 | PV (Photovoltaic) | 14.715 | 25751.25 | Residential | UFI | 3 - Installed | 2012-04-04 | 2012-08-08 | 2012-08-09 | 78725.25 | 12507.75 | ESMAY ELECTRIC INC
CCBUES - 00787 | 86406 | PV (Photovoltaic) | 18.312 | 32046 | Residential | UFI | 3 - Installed | 2012-04-06 | 2012-08-08 | 2012-08-09 | 97053.6 | 12818.4 | ESMAY ELECTRIC INC
CCBUES - 00786 | 86406 | PV (Photovoltaic) | 10.464 | 18312 | Residential | UFI | 3 - Installed | 2012-04-13 | 2012-08-08 | 2012-08-09 | 58925.4 | 7324.8 | ESMAY ELECTRIC INC
CCBUES - 00791 | 86406 | PV (Photovoltaic) | 11.772 | 20601 | Residential | UFI | 3 - Installed | 2012-03-21 | 2012-08-14 | 2012-08-21 | 64746 | 10006.2 | ESMAY ELECTRIC INC
CCBUES - 00793 | 86406 | PV (Photovoltaic) | 13.08 | 22890 | Residential | UFI | 3 - Installed | 2012-04-04 | 2012-08-09 | 2012-08-21 | 72594 | 11118 | ESMAY ELECTRIC INC
CCBUES - 00790 | 86406 | PV (Photovoltaic) | 5.886 | 10300.5 | Residential | UFI | 3 - Installed | 2012-04-12 | 2012-08-09 | 2012-08-21 | 32078.7 | 4120.2 | ESMAY ELECTRIC INC
CCBUES - 00792 | 86406 | PV (Photovoltaic) | 7.08 | 12390 | Residential | UFI | 3 - Installed | 2012-08-21 | 2012-08-20 | 2012-08-21 | 25665 | 6018 | GREEN LIGHT SOLAR INDUSTRIES
CCBUES - 00797 | 86406 | PV (Photovoltaic) | 11.772 | 20601 | Residential | UFI | 3 - Installed | 2012-03-19 | 2012-08-29 | 2012-09-04 | 60974 | 9424.8 | ESMAY ELECTRIC INC
CCBUES - 00799 | 86401 | PV (Photovoltaic) | 15.12 | 26460 | Residential | UFI | 3 - Installed | 2012-03-21 | 2012-08-20 | 2012-09-04 | 65000 | 12584.25 | SALMONSEN CONSTRUCTION CORP (INSTALLER)
CCBUES - 00794 | 86404 | PV (Photovoltaic) | 9.66 | 16905 | Residential | UFI | 3 - Installed | 2012-03-23 | 2012-08-29 | 2012-09-04 | 17500 | 8211 | HOMES BY WIESNER, INC
CCBUES - 00800 | 86404 | PV (Photovoltaic) | 9.156 | 16023 | Residential | UFI | 3 - Installed | 2012-04-02 | 2012-08-29 | 2012-09-04 | 50358 | 7782.6 | ESMAY ELECTRIC INC
CCBUES - 00795 | 86406 | PV (Photovoltaic) | 9.81 | 17167.5 | Residential | UFI | 3 - Installed | 2012-04-04 | 2012-08-29 | 2012-09-04 | 51993.4 | 8338.5 | ESMAY ELECTRIC INC
CCBUES - 00796 | 86406 | PV (Photovoltaic) | 11.118 | 19456.5 | Residential | UFI | 3 - Installed | 2012-04-04 | 2012-08-29 | 2012-09-04 | 60037.2 | 9450.3 | ESMAY ELECTRIC INC
CCBUES - 00798 | 86401 | PV (Photovoltaic) | 6.867 | 12017.25 | Residential | UFI | 3 - Installed | 2012-05-02 | 2012-08-29 | 2012-09-04 | 32824 | 3433.5 | ANGLE HOMES INC, DBA ANGLE SOLAR SOLUTIONS
CCBUES - 00801 | 86406 | PV (Photovoltaic) | 6.867 | 12017.25 | Residential | UFI | 3 - Installed | 2012-05-03 | 2012-08-31 | 2012-09-04 | 35000 | 3433.5 | MILHOLLAND ELECTRIC AZ INC
CCBUES - 00802 | 86404 | PV (Photovoltaic) | 5.886 | 10300.5 | Residential | UFI | 3 - Installed | 2012-05-02 | 2012-08-29 | 2012-09-05 | 31490.1 | 2943 | ESMAY ELECTRIC INC
CCBUES - 00803 | 86401 | PV (Photovoltaic) | 6.867 | 12017.25 | Residential | UFI | 3 - Installed | 2012-05-03 | 2012-09-05 | 2012-09-06 | 32961 | 3433.5 | ANGLE HOMES INC, DBA ANGLE SOLAR SOLUTIONS
CCBUES - 00805 | 86404 | PV (Photovoltaic) | 9.81 | 17167.5 | Residential | UFI | 3 - Installed | 2012-04-04 | 2012-09-05 | 2012-09-12 | 51993 | 8338.5 | ESMAY ELECTRIC INC
CCBUES - 00806 | 86406 | PV (Photovoltaic) | 11.772 | 20601 | Residential | UFI | 3 - Installed | 2012-04-06 | 2012-09-05 | 2012-09-12 | 62391.6 | 8240.4 | ESMAY ELECTRIC INC
CCBUES - 00808 | 86403 | PV (Photovoltaic) | 13.08 | 22890 | Residential | UFI | 3 - Installed | 2012-04-06 | 2012-09-05 | 2012-09-12 | 69978 | 9156 | ESMAY ELECTRIC INC
CCBUES - 00804 | 86406 | PV (Photovoltaic) | 9.156 | 16023 | Residential | UFI | 3 - Installed | 2012-04-12 | 2012-09-05 | 2012-09-12 | 49442.4 | 6409.2 | ESMAY ELECTRIC INC
CCBUES - 00807 | 86406 | PV (Photovoltaic) | 13.734 | 24034.5 | Residential | UFI | 3 - Installed | 2012-04-12 | 2012-09-05 | 2012-09-12 | 72790.2 | 9613.8 | ESMAY ELECTRIC INC
CCBUES - 00809 | 86401 | PV (Photovoltaic) | 54.936 | 96138 | Non-Residential | UFI | 3 - Installed | 2012-04-24 | 2012-09-10 | 2012-09-12 | 291060 | 27468 | ESMAY ELECTRIC INC
CCBUES - 00810 | 86404 | PV (Photovoltaic) | 7.848 | 13734 | Residential | UFI | 3 - Installed | 2012-04-02 | 2012-09-12 | 2012-09-13 | 43164.2 | 6670.8 | ESMAY ELECTRIC INC
CCBUES - 00812 | 86401 | PV (Photovoltaic) | 9.156 | 16023 | Residential | UFI | 3 - Installed | 2012-05-07 | 2012-09-05 | 2012-09-13 | 43000 | 4578 | STREAMLINE SOLAR
CCBUES - 00811 | 86401 | PV (Photovoltaic) | 5.886 | 10300.5 | Residential | UFI | 3 - Installed | 2012-05-11 | 2012-09-10 | 2012-09-13 | 25000 | 2943 | STREAMLINE SOLAR
CCBUES - 00818 | 85646 | PV (Photovoltaic) | 7.05 | 12337.5 | Residential | UFI | 3 - Installed | 2011-10-11 | 2012-09-10 | 2012-09-14 | 33475 | 11280 | THE SOLAR STORE
CCBUES - 00823 | 85646 | PV (Photovoltaic) | 1.44 | 2520 | Residential | UFI | 3 - Installed | 2011-12-10 | 2012-09-10 | 2012-09-14 | 8568 | 1590 | THE SOLAR STORE
CCBUES - 00814 | 86404 | PV (Photovoltaic) | 13.734 | 24034.5 | Residential | UFI | 3 - Installed | 2012-02-23 | 2012-09-12 | 2012-09-14 | 82790.4 | 13734 | ESMAY ELECTRIC INC
CCBUES - 00821 | 85621 | PV (Photovoltaic) | 8.96 | 15680 | Residential | UFI | 3 - Installed | 2012-03-08 | 2012-09-07 | 2012-09-14 | 46000 | 8960 | SOLAR TOPPS LLC
CCBUES - 00817 | 85646 | PV (Photovoltaic) | 7.05 | 12337.5 | Residential | UFI | 3 - Installed | 2012-03-13 | 2012-09-10 | 2012-09-14 | 49350 | 7050 | THE SOLAR STORE
CCBUES - 00825 | 86406 | PV (Photovoltaic) | 6.867 | 12017.25 | Residential | UFI | 3 - Installed | 2012-04-02 | 2012-08-12 | 2012-09-14 | 37768 | 5836.95 | ESMAY ELECTRIC INC
CCBUES - 00819 | 86404 | PV (Photovoltaic) | 11.772 | 20601 | Residential | UFI | 3 - Installed | 2012-04-04 | 2012-09-12 | 2012-09-14 | 62391.6 | 10006.2 | ESMAY ELECTRIC INC
CCBUES - 00813 | 86406 | PV (Photovoltaic) | 5.886 | 10300.5 | Residential | UFI | 3 - Installed | 2012-04-06 | 2012-09-13 | 2012-09-14 | 31490 | 4120.2 | ESMAY ELECTRIC INC
CCBUES - 00816 | 86406 | PV (Photovoltaic) | 11.772 | 20601 | Residential | UFI | 3 - Installed | 2012-04-11 | 2012-09-12 | 2012-09-14 | 64746 | 8240.4 | ESMAY ELECTRIC INC
CCBUES - 00822 | 86406 | PV (Photovoltaic) | 7.848 | 13734 | Residential | UFI | 3 - Installed | 2012-04-11 | 2012-09-12 | 2012-09-14 | 42379.2 | 5493.6 | ESMAY ELECTRIC INC
CCBUES - 00820 | 86403 | PV (Photovoltaic) | 9.156 | 16023 | Residential | UFI | 3 - Installed | 2012-04-13 | 2012-09-12 | 2012-09-14 | 49442.4 | 6409.2 | ESMAY ELECTRIC INC
CCBUES - 00815 | 86404 | PV (Photovoltaic) | 9.81 | 17167.5 | Residential | UFI | 3 - Installed | 2012-04-20 | 2012-09-12 | 2012-09-14 | 51993 | 6867 | ESMAY ELECTRIC INC
CCBUES - 00824 | 86404 | PV (Photovoltaic) | 11.118 | 19456.5 | Residential | UFI | 3 - Installed | 2012-04-20 | 2012-09-12 | 2012-09-14 | 60037.2 | 7782.6 | ESMAY ELECTRIC INC
CCBUES - 00826 | 85648 | PV (Photovoltaic) | 62.4 | 109200 | Non-Residential | UFI | 3 - Installed | 2012-01-05 | 2012-08-17 | 2012-09-19 | 308750 | 62400 | SMART SOLAR SOLUTIONS
CCBUES - 00828 | 86403 | PV (Photovoltaic) | 13.08 | 22890 | Residential | UFI | 3 - Installed | 2012-04-04 | 2012-09-20 | 2012-09-21 | 69324 | 11118 | ESMAY ELECTRIC INC
CCBUES - 00831 | 86404 | PV (Photovoltaic) | 14.715 | 25751.25 | Residential | UFI | 3 - Installed | 2012-04-06 | 2012-09-20 | 2012-09-21 | 79461 | 10300.5 | ESMAY ELECTRIC INC
CCBUES - 00829 | 86403 | PV (Photovoltaic) | 7.848 | 13734 | Residential | UFI | 3 - Installed | 2012-04-23 | 2012-09-20 | 2012-09-21 | 37278 | 5493.6 | STREAMLINE SOLAR
CCBUES - 00830 | 86403 | PV (Photovoltaic) | 13.734 | 24034.5 | Residential | UFI | 3 - Installed | 2012-04-23 | 2012-09-20 | 2012-09-21 | 74163.6 | 9613.8 | ESMAY ELECTRIC INC
CCBUES - 00827 | 86406 | PV (Photovoltaic) | 9.81 | 17167.5 | Residential | UFI | 3 - Installed | 2012-04-24 | 2012-09-20 | 2012-09-21 | 52974 | 6867 | ESMAY ELECTRIC INC
CCBUES - 00832 | 86401 | PV (Photovoltaic) | 7.848 | 13734 | Residential | UFI | 3 - Installed | 2012-05-02 | 2012-09-13 | 2012-09-21 | 36101 | 3924 | ANGLE HOMES INC, DBA ANGLE SOLAR SOLUTIONS
CCBUES - 00833 | 86406 | PV (Photovoltaic) | 9.156 | 16023 | Residential | UFI | 3 - Installed | 2012-04-20 | 2012-09-24 | 2012-09-24 | 48526.8 | 6409.2 | ESMAY ELECTRIC INC
CCBUES - 00834 | 86406 | PV (Photovoltaic) | 11.772 | 20601 | Residential | UFI | 3 - Installed | 2012-05-01 | 2012-09-24 | 2012-09-24 | 63568.8 | 5886 | ESMAY ELECTRIC INC
CCBUES - 00835 | 86401 | PV (Photovoltaic) | 6.867 | 12017.25 | Residential | UFI | 3 - Installed | 2012-05-03 | 2012-09-25 | 2012-09-26 | 31588 | 3433.5 | ESMAY ELECTRIC INC
CCBUES - 00836 | 86403 | PV (Photovoltaic) | 11.772 | 20601 | Residential | UFI | 3 - Installed | 2012-05-02 | 2012-10-01 | 2012-10-01 | 63568.8 | 5886 | ESMAY ELECTRIC INC
CCBUES - 00837 | 86406 | PV (Photovoltaic) | 13.08 | 22890 | Residential | UFI | 3 - Installed | 2012-05-02 | 2012-10-03 | 2012-10-03 | 69324 | 6540 | ESMAY ELECTRIC INC
CCBUES - 00838 | 86406 | PV (Photovoltaic) | 10.464 | 18312 | Residential | UFI | 3 - Installed | 2012-04-23 | 2012-10-05 | 2012-10-05 | 56505.6 | 7324.8 | ESMAY ELECTRIC INC
CCBUES - 00840 | 86406 | PV (Photovoltaic) | 10.464 | 18312 | Residential | UFI | 3 - Installed | 2012-05-01 | 2012-10-05 | 2012-10-05 | 56505.6 | 5232 | ESMAY ELECTRIC INC
CCBUES - 00841 | 86404 | PV (Photovoltaic) | 5.886 | 10300.5 | Residential | UFI | 3 - Installed | 2012-05-02 | 2012-10-05 | 2012-10-05 | 32078.7 | 2943 | ESMAY ELECTRIC INC
CCBUES - 00839 | 86406 | PV (Photovoltaic) | 9.81 | 17167.5 | Residential | UFI | 3 - Installed | 2012-05-04 | 2012-10-05 | 2012-10-05 | 51993 | 4905 | ESMAY ELECTRIC INC
CCBUES - 00843 | 86406 | PV (Photovoltaic) | 6.867 | 12017.25 | Residential | UFI | 3 - Installed | 2012-04-24 | 2012-10-09 | 2012-10-09 | 73976.9 | 3433.5 | ESMAY ELECTRIC INC
CCBUES - 00842 | 86404 | PV (Photovoltaic) | 9.81 | 17167.5 | Residential | UFI | 3 - Installed | 2012-05-02 | 2012-10-09 | 2012-10-09 | 48526.8 | 4578 | ESMAY ELECTRIC INC
CCBUES - 00844 | 86406 | PV (Photovoltaic) | 6.867 | 12017.25 | Residential | UFI | 3 - Installed | 2012-10-09 | 2012-10-09 | 2012-10-09 | 20993.4 | 3433.5 | ESMAY ELECTRIC INC
CCBUES - 00846 | 86404 | PV (Photovoltaic) | 6.867 | 12017.25 | Residential | UFI | 3 - Installed | 2012-04-04 | 2012-10-09 | 2012-10-10 | 37425.15 | 5836.95 | ESMAY ELECTRIC INC
CCBUES - 00845 | 86406 | PV (Photovoltaic) | 9.156 | 16023 | Residential | UFI | 3 - Installed | 2012-04-24 | 2012-10-09 | 2012-10-10 | 48526.8 | 6409.2 | ESMAY ELECTRIC INC
CCBUES - 00847 | 86413 | PV (Photovoltaic) | 3.6 | 6300 | Residential | UFI | 3 - Installed | 2012-10-12 | 2012-10-12 | 2012-10-12 | 28900 | 1762.5 | TRISTATE SOLAR AND WIND CORP.
CCBUES - 00848 | 86404 | PV (Photovoltaic) | 11.772 | 20601 | Residential | UFI | 3 - Installed | 2012-04-20 | 2012-10-17 | 2012-10-18 | 42980.2 | 8240.4 | ESMAY ELECTRIC INC
CCBUES - 00849 | 86406 | PV (Photovoltaic) | 7.848 | 13734 | Residential | UFI | 3 - Installed | 2012-05-01 | 2012-10-17 | 2012-10-18 | 42379.2 | 3924 | ESMAY ELECTRIC INC
CCBUES - 00852 | 85621 | PV (Photovoltaic) | 20 | 35000 | Non-Residential | UFI | 3 - Installed | 2011-12-12 | 2012-10-16 | 2012-10-19 | 373920 | 20000 | SMART SOLAR SOLUTIONS
CCBUES - 00850 | 86401 | PV (Photovoltaic) | 5.232 | 9156 | Residential | UFI | 3 - Installed | 2012-05-01 | 2012-10-18 | 2012-10-19 | 26000 | 2616 | SALMONSEN CONSTRUCTION CORP (INSTALLER)
CCBUES - 00851 | 85621 | PV (Photovoltaic) | 70.56 | 123480 | Non-Residential | UFI | 3 - Installed | 2012-10-19 | 2012-10-16 | 2012-10-19 | 380000 | 70000 | SMART SOLAR SOLUTIONS
CCBUES - 00855 | 86406 | PV (Photovoltaic) | 6.867 | 12017.25 | Residential | UFI | 3 - Installed | 2012-04-13 | 2012-10-22 | 2012-10-23 | 34472.34 | 4806.9 | ESMAY ELECTRIC INC
CCBUES - 00853 | 86404 | PV (Photovoltaic) | 9.156 | 16023 | Residential | UFI | 3 - Installed | 2012-04-24 | 2012-10-22 | 2012-10-23 | 49442.4 | 6409.2 | ESMAY ELECTRIC INC
CCBUES - 00854 | 86406 | PV (Photovoltaic) | 9.156 | 16023 | Residential | UFI | 3 - Installed | 2012-04-24 | 2012-10-22 | 2012-10-23 | 45000 | 6409.2 | SOLAR TOPPS LLC
CCBUES - 00856 | 86403 | PV (Photovoltaic) | 13.08 | 22890 | Residential | UFI | 3 - Installed | 2012-10-10 | 2012-10-22 | 2012-10-23 | 71940 | 8338.5 | ESMAY ELECTRIC INC
CCBUES - 00857 | 86404 | PV (Photovoltaic) | 9.81 | 17167.5 | Residential | UFI | 3 - Installed | 2012-04-20 | 2012-10-25 | 2012-10-29 | 55197.6 | 3662.4 | ESMAY ELECTRIC INC
CCBUES - 00859 | 86403 | PV (Photovoltaic) | 13.734 | 24034.5 | Residential | UFI | 3 - Installed | 2012-04-02 | 2012-10-25 | 2012-10-30 | 72790.2 | 11673.9
CCBUES - 00860 | 86406 | PV (Photovoltaic) | 4.578 | 8011.5 | Residential | UFI | 3 - Installed | 2012-05-01 | 2012-10-30 | 2012-10-30 | 24263.4 | 2289 | ESMAY ELECTRIC INC
CCBUES - 00858 | 86404 | PV (Photovoltaic) | 5.232 | 9156 | Residential | UFI | 3 - Installed | 2012-05-09 | 2012-10-30 | 2012-10-30 | 28252.8 | 2616 | ESMAY ELECTRIC INC
CCBUES - 00861 | 86438 | PV (Photovoltaic) | 7.92 | 13860 | Residential | UFI | 3 - Installed | 2012-10-03 | 2012-10-25 | 2012-11-01 | 35000 | 3877.5 | TRISTATE SOLAR AND WIND CORP.
CCBUES - 00862 | 86406 | PV (Photovoltaic) | 11.118 | 19456.5 | Residential | UFI | 3 - Installed | 2012-05-01 | 2012-11-02 | 2012-11-06 | 58925.4 | 5559 | ESMAY ELECTRIC INC
CCBUES - 00863 | 86406 | PV (Photovoltaic) | 10.08 | 17640 | Residential | UFI | 3 - Installed | 2012-04-24 | 2012-11-09 | 2012-11-13 | 34272 | 7056 | GREEN LIGHT SOLAR INDUSTRIES
CCBUES - 00864 | 86403 | PV (Photovoltaic) | 10.464 | 18312 | Residential | UFI | 3 - Installed | 2012-04-24 | 2012-11-14 | 2012-11-14 | 57552 | 7324.8 | ESMAY ELECTRIC INC
CCBUES - 00866 | 86404 | PV (Photovoltaic) | 9.81 | 17167.5 | Residential | UFI | 3 - Installed | 2012-10-03 | 2012-12-27 | 2012-12-31 | 52974 | 4905 | ESMAY ELECTRIC INC
CCBUES - 00865 | 86403 | PV (Photovoltaic) | 10.08 | 17640 | Residential | UFI | 3 - Installed | 2012-11-15 | 2012-12-17 | 2012-12-31 | 38376 | 7956 | GREEN LIGHT SOLAR INDUSTRIES
CCBUES - 00867 | 85648 | PV (Photovoltaic) | 87 | 152250 | Non-Residential | UFI | 3 - Installed | 2012-03-14 | 2013-01-04 | 2013-01-07 | 246870 | 49000 | SOLAR GAIN INC
CCBUES - 00868 | 86404 | PV (Photovoltaic) | 9.156 | 16023 | Residential | UFI | 3 - Installed | 2012-10-03 | 2013-01-17 | 2013-01-18 | 50358 | 4578 | ESMAY ELECTRIC INC
RUNSE-RPV_49179 | 86401 | PV (Photovoltaic) | 5.6 | 9800 | Residential | UFI | 3 - Installed | 2013-03-08 06:39 | 2013-02-25 | 2013-03-04 | 8000 | 560 | PLATINUM ELECTRIC INC
RUNSE-RPV_49193 | 86409 | PV (Photovoltaic) | 4.8 | 8400 | Residential | UFI | 3 - Installed | 2013-03-08 14:03 | 2013-02-20 | 2013-03-05 | 22000 | 480 | SALMONSEN CONSTRUCTION CORP
RUNSE-RPV_49413 | 86401 | PV (Photovoltaic) | 6.84 | 11970 | Residential | UFI | 3 - Installed | 2013-03-26 14:50 | 2013-02-20 | 2013-03-05 | 24950 | 684 | ANGLE HOMES
RUNSE-RPV_49339 | 86406 | PV (Photovoltaic) | 9.156 | 16023 | Residential | UFI | 3 - Installed | 2013-03-20 08:43 | 2012-11-09 | 2013-03-07 | 36885 | 3924 | ESMAY ELECTRIC, INC
RUNSE-RPV_49340 | 86406 | PV (Photovoltaic) | 13.08 | 22890 | Residential | UFI | 3 - Installed | 2013-03-20 09:05 | 2012-09-26 | 2013-03-07 | 74163 | 6540 | ESMAY ELECTRIC, INC
RUNSE-RPV_49341 | 86404 | PV (Photovoltaic) | 10.46 | 18312 | Residential | UFI | 3 - Installed | 2013-03-20 09:16 | 2012-09-24 | 2013-03-07 | 56505.6 | 5232 | ESMAY ELECTRIC, INC
RUNSE-RPV_49342 | 86404 | PV (Photovoltaic) | 9.16 | 16023 | Residential | UFI | 3 - Installed | 2013-03-20 09:48 | 2012-09-24 | 2013-03-07 | 48526.8 | 4578 | ESMAY ELECTRIC, INC
RUNSE-RPV_49344 | 86406 | PV (Photovoltaic) | 9.81 | 17168 | Residential | UFI | 3 - Installed | 2013-03-20 09:54 | 2012-09-24 | 2013-03-07 | 52974 | 4905 | ESMAY ELECTRIC, INC
RUNSE-RPV_49225 | 86413 | PV (Photovoltaic) | 8.4 | 14700 | Residential | UFI | 3 - Installed | 2013-03-15 13:25 | 2013-02-20 | 2013-03-12 | 21000 | 840 | PLATINUM ELECTRIC INC
RUNSE-RPV_49335 | 86404 | PV (Photovoltaic) | 7.85 | 13734 | Residential | UFI | 3 - Installed | 2013-03-20 07:51 | 2012-11-16 | 2013-03-13 | 36885 | 3924 | ESMAY ELECTRIC, INC
RUNSE-RPV_49192 | 86409 | PV (Photovoltaic) | 3.84 | 6720 | Residential | UFI | 3 - Installed | 2013-03-08 13:01 | 2013-02-20 | 2013-03-15 | 18000 | 384 | SALMONSEN CONSTRUCTION CORP
RUNSE-RPV_49422 | 86438 | PV (Photovoltaic) | 5.04 | 8820 | Residential | UFI | 3 - Installed | 2013-03-27 07:47 | 2013-02-20 | 2013-03-20 | 28050 | 504 | HYBRID SOLAR
RUNSE-RPV_49531 | 86401 | PV (Photovoltaic) | 9.156 | 16023 | Residential | UFI | 3 - Installed | 2013-04-02 08:29 | 2013-02-20 | 2013-03-22 | 39370 | 915.6 | ANGLE HOMES
RUNSE-RPV_49428 | 86406 | PV (Photovoltaic) | 5.1 | 8925 | Residential | UFI | 3 - Installed | 2013-03-27 15:03 | 2013-02-20 | 2013-03-26 | 38867 | 510 | HYBRID SOLAR
RUNSE-RPV_49183 | 86404 | PV (Photovoltaic) | 10.2 | 17850 | Residential | UFI | 3 - Installed | 2013-03-08 08:58 | 2013-02-20 | 2013-03-27 | 48195 | 1020 | HYBRID SOLAR
RUNSE-RPV_49209 | 86404 | PV (Photovoltaic) | 5.3 | 9275 | Residential | UFI | 3 - Installed | 2013-03-12 10:44 | 2013-03-12 | 2013-04-02 | 23400 | 520 | HYBRID SOLAR
RUNSE-RPV_49421 | 86404 | PV (Photovoltaic) | 5.232 | 9156 | Residential | UFI | 3 - Installed | 2013-03-27 07:33 | 2013-02-20 | 2013-04-08 | 25113.6 | 523.2 | ESMAY ELECTRIC, INC
RUNSE-RPV_49568 | 86404 | PV (Photovoltaic) | 11.118 | 19456.5 | Residential | UFI | 3 - Installed | 2013-04-04 15:05 | 2012-11-16 | 2013-04-08 | 52254 | 5559 | ESMAY ELECTRIC, INC
RUNSE-RPV_49588 | 86404 | PV (Photovoltaic) | 5.886 | 10300.5 | Residential | UFI | 3 - Installed | 2013-04-08 11:16 | 2012-11-09 | 2013-04-10 | 32078.7 | 2943 | ESMAY ELECTRIC, INC
RUNSE-RPV_49586 | 86404 | PV (Photovoltaic) | 13.734 | 24034.5 | Residential | UFI | 3 - Installed | 2013-04-08 10:42 | 2012-11-16 | 2013-04-11 | 64549.8 | 6867 | ESMAY ELECTRIC, INC
RUNSE-RPV_49593 | 86406 | PV (Photovoltaic) | 5.886 | 10300.5 | Residential | UFI | 3 - Installed | 2013-04-08 14:53 | 2012-11-16 | 2013-04-11 | 27991.2 | 2616 | ESMAY ELECTRIC, INC
RUNSE-RPV_49610 | 86401 | PV (Photovoltaic) | 5.5 | 9625 | Residential | UFI | 3 - Installed | 2013-04-15 09:32 | 2013-02-20 | 2013-04-11 | 13000 | 550 | ANGLE HOMES
RUNSE-RPV_49625 | 86401 | PV (Photovoltaic) | 8.64 | 15120 | Residential | UFI | 3 - Installed | 2013-04-17 13:09 | 2013-02-20 | 2013-04-18 | 38000 | 864 | SALMONSEN CONSTRUCTION CORP
RUNSE-RPV_51722 | 85646 | PV (Photovoltaic) | 3.06 | 5355 | Residential | UFI | 3 - Installed | 2013-06-25 13:52 | 2013-03-20 | 2013-04-18 | 11628 | 306 | NET ZERO SOLAR LLC
RUNSE-RPV_49407 | 86403 | PV (Photovoltaic) | 10.464 | 18312 | Residential | UFI | 3 - Installed | 2013-03-25 15:32 | 2013-03-25 | 2013-04-19 | 47088 | 1046.4 | ESMAY ELECTRIC, INC
RUNSE-RPV_49424 | 86406 | PV (Photovoltaic) | 9.81 | 17168 | Residential | UFI | 3 - Installed | 2013-03-27 09:33 | 2013-02-21 | 2013-04-19 | 12345 | 981 | ESMAY ELECTRIC, INC
RUNSE-RPV_49550 | 86409 | PV (Photovoltaic) | 6 | 10500 | Residential | UFI | 3 - Installed | 2013-04-03 15:14 | 2013-02-22 | 2013-04-19 | 22950 | 600 | SUNQUEST SOLAR INC
RUNSE-RPV_51696 | 86426 | PV (Photovoltaic) | 15 | 26250 | Residential | UFI | 3 - Installed | 2013-06-19 09:48 | 2013-02-20 | 2013-04-22 | 50000 | 1500 | SUNQUEST SOLAR INC
RUNSE-RPV_49408 | 86406 | PV (Photovoltaic) | 15.7 | 27468 | Residential | UFI | 3 - Installed | 2013-03-25 15:42 | 2013-03-15 | 2013-04-30 | 70632 | 1569.6 | ESMAY ELECTRIC, INC
RUNSE-RPV_49538 | 86403 | PV (Photovoltaic) | 9.81 | 17168 | Residential | UFI | 3 - Installed | 2013-04-03 11:16 | 2013-04-03 | 2013-04-30 | 46107 | 981 | ESMAY ELECTRIC, INC
RUNSE-RPV_49657 | 86403 | PV (Photovoltaic) | 4.578 | 8011.5 | Residential | UFI | 3 - Installed | 2013-04-18 15:07 | 2013-02-20 | 2013-05-01 | 27664.2 | 457.8 | ESMAY ELECTRIC, INC
RUNSE-RPV_49399 | 86403 | PV (Photovoltaic) | 9.81 | 17168 | Residential | UFI | 3 - Installed | 2013-03-25 13:46 | 2013-03-25 | 2013-05-09 | 44145 | 981 | ESMAY ELECTRIC, INC
RUNSE-RPV_49955 | 86404 | PV (Photovoltaic) | 13.26 | 23205 | Residential | UFI | 3 - Installed | 2013-05-14 15:15 | 2013-04-12 | 2013-05-09 | 60071 | 1326 | HYBRID SOLAR
RUNSE-RPV_49378 | 86406 | PV (Photovoltaic) | 9.16 | 16023 | Residential | UFI | 3 - Installed | 2013-03-25 10:12 | 2013-03-25 | 2013-05-10 | 41202 | 915.6 | ESMAY ELECTRIC, INC
RUNSE-RPV_49853 | 85648 | PV (Photovoltaic) | 8.4 | 14700 | Residential | UFI | 3 - Installed | 2013-05-01 08:48 | 2013-02-20 | 2013-05-20 | 35700 | 840 | NET ZERO SOLAR LLC
RUNSE-RPV_49941 | 86401 | PV (Photovoltaic) | 1.44 | 2520 | Residential | Non-Incentive | 3 - Installed | 2013-05-10 14:20 | 2013-05-10 | 2013-05-20 | 8000 | 0 | SALMONSEN CONSTRUCTION CORP
RUNSE-RPV_53627 | 86406 | PV (Photovoltaic) | 9.16 | 16023 | Residential | UFI | 3 - Installed | 2013-07-09 08:24 | 2013-05-01 | 2013-05-29 | 35708 | 915.6 | ESMAY ELECTRIC INC
RUNSE-RPV_53628 | 86404 | PV (Photovoltaic) | 6.9 | 12075 | Residential | UFI | 3 - Installed | 2013-07-09 08:24 | 2013-05-01 | 2013-05-29 | 27600 | 690 | ESMAY ELECTRIC INC
RUNSE-RPV_53630 | 86406 | PV (Photovoltaic) | 12.65 | 22138 | Residential | UFI | 3 - Installed | 2013-07-09 08:24 | 2013-05-17 | 2013-06-03 | 49335 | 1265 | ESMAY ELECTRIC INC
RUNSE-RPV_53629 | 86406 | PV (Photovoltaic) | 9.2 | 16100 | Residential | UFI | 3 - Installed | 2013-07-09 08:24 | 2013-05-09 | 2013-06-03 | 36800 | 920 | ESMAY ELECTRIC INC
RUNSE-RPV_50013 | 86401 | PV (Photovoltaic) | 7.2 | 12600 | Residential | Non-Incentive | 3 - Installed | 2013-05-30 07:46 | 2013-05-28 | 2013-06-06 | 32000 | 0 | SALMONSEN CONSTRUCTION CORP
RUNSE-RPV_50042 | 86404 | PV (Photovoltaic) | 13.5 | 23625 | Residential | Non-Incentive | 3 - Installed | 2013-06-04 07:40 | 2013-03-15 | 2013-06-06 | 54000 | 0 | AAA ELECTRIC, INC
RUNSE-RPV_51705 | 86401 | PV (Photovoltaic) | 8.4 | 14700 | Residential | UFI | 3 - Installed | 2013-06-19 15:56 | 2013-05-15 | 2013-06-06 | 23500 | 840 | PLATINUM ELECTRIC INC
RUNSE-RPV_51706 | 86406 | PV (Photovoltaic) | 7.65 | 13388 | Residential | UFI | 3 - Installed | 2013-06-19 15:57 | 2013-05-30 | 2013-06-06 | 35195 | 765 | HYBRID SOLAR
RUNSE-RPV_49852 | 86401 | PV (Photovoltaic) | 3.36 | 5880 | Residential | Non-Incentive | 3 - Installed | 2013-05-01 08:39 | 2013-06-11 | 2013-06-10 | 12000 | 0 | BARKHURST ELECTRIC
RUNSE-RPV_51702 | 86406 | PV (Photovoltaic) | 10.464 | 18312 | Residential | UFI | 3 - Installed | 2013-06-19 14:58 | 2012-11-09 | 2013-06-11 | 56505 | 5232 | ESMAY ELECTRIC INC
RUNSE-RPV_51703 | 86406 | PV (Photovoltaic) | 7.85 | 13734 | Residential | UFI | 3 - Installed | 2013-06-19 14:58 | 2012-11-16 | 2013-06-11 | 37356 | 3924 | ESMAY ELECTRIC INC
RUNSE-RPV_49931 | 86413 | PV (Photovoltaic) | 5.6 | 9800 | Residential | UFI | 3 - Installed | 2013-05-09 11:32 | 2013-05-09 | 2013-06-18 | 15000 | 560 | PLATINUM ELECTRIC INC
RUNSE-RPV_53648 | 86413 | PV (Photovoltaic) | 0.72 | 1260 | Residential | Non-Incentive | 3 - Installed | 2013-07-10 11:34 | 2013-07-10 | 2013-07-02 | 1211 | 0 | OWNER/BUILDER
RUNSE-RPV_53743 | 86404 | PV (Photovoltaic) | 15.7 | 27468 | Residential | UFI | 3 - Installed | 2013-07-31 10:22 | 2013-04-09 | 2013-07-17 | 70632 | 1569.6 | ESMAY ELECTRIC INC
RUNSE-RPV_53744 | 86401 | PV (Photovoltaic) | 7.848 | 13734 | Residential | UFI | 3 - Installed | 2013-07-31 10:22 | 2013-05-20 | 2013-07-18 | 33276 | 784.8 | ANGLE HOMES INC
RUNSE-RPV_50053 | 86438 | PV (Photovoltaic) | 15 | 26250 | Residential | UFI | 3 - Installed | 2013-06-04 11:34 | 2013-07-08 | 2013-07-19 | 64500 | 1500 | WISE ELECTRIC
RUNSE-RPV_53714 | 86403 | PV (Photovoltaic) | 9.75 | 17062.5 | Residential | Non-Incentive | 3 - Installed | 2013-07-23 11:27 | 2013-03-18 | 2013-07-19 | 39000 | 0 | AAA ELECTRIC, INC
RUNSE-RPV_95174 | 86404 | PV (Photovoltaic) | 6.867 | 12017.25 | Residential | Non-Incentive | 3 - Installed | 2014-09-12 15:40 | 2014-09-12 | 2013-07-19 | 26094.6 | 0 | ESMAY ELECTRIC INC
RUNSE-RPV_50015 | 86406 | PV (Photovoltaic) | 8.96 | 14112 | Residential | UFI | 3 - Installed | 2013-05-30 08:04 | 2013-05-30 | 2013-07-26 | 45000 | 806.4 | HYBRID SOLAR
RUNSE-RPV_53654 | 86409 | PV (Photovoltaic) | 4.8 | 8400 | Residential | Non-Incentive | 3 - Installed | 2013-07-10 15:51 | 2013-07-10 | 2013-07-26 | 22000 | 0 | SALMONSEN CONSTRUCTION CORP
RUNSE-RPV_53698 | 86404 | PV (Photovoltaic) | 8.4 | 14700 | Residential | UFI | 3 - Installed | 2013-07-18 16:10 | 2013-07-19 | 2013-07-26 | 38304 | 840 | HYBRID SOLAR
RUNSE-RPV_53715 | 86403 | PV (Photovoltaic) | 7.5 | 13125 | Residential | Non-Incentive | 3 - Installed | 2013-07-23 14:54 | 2013-07-15 | 2013-07-26 | 30000 | 0 | AAA ELECTRIC, INC
RUNSE-RPV_49194 | 85648 | PV (Photovoltaic) | 11.445 | 20028.75 | Residential | UFI | 3 - Installed | 2013-03-08 16:07 | 2013-03-14 | 2013-07-31 | 15000 | 1144.5 | TECHNICIANS FOR SUSTAINABILITY
RUNSE-RPV_49647 | 86401 | PV (Photovoltaic) | 9.156 | 16023 | Residential | UFI | 3 - Installed | 2013-04-18 08:41 | 2013-04-20 | 2013-07-31 | 37997 | 915.6 | ANGLE HOMES
RUNSE-RPV_49376 | 86403 | PV (Photovoltaic) | 11.118 | 19456.5 | Residential | UFI | 3 - Installed | 2013-03-25 09:41 | 2013-03-25 | 2013-08-09 | 50031 | 1111.8 | ESMAY ELECTRIC, INC
RUNSE-RPV_49417 | 86406 | PV (Photovoltaic) | 11.118 | 19456.5 | Residential | UFI | 3 - Installed | 2013-03-26 15:57 | 2013-03-11 | 2013-08-09 | 50031 | 1111.8 | ESMAY ELECTRIC, INC
RUNSE-RPV_49425 | 86404 | PV (Photovoltaic) | 5.886 | 10300.5 | Residential | UFI | 3 - Installed | 2013-03-27 09:39 | 2013-03-11 | 2013-08-09 | 26460 | 588.6 | ESMAY ELECTRIC, INC
RUNSE-RPV_49426 | 86406 | PV (Photovoltaic) | 10.464 | 18312 | Residential | UFI | 3 - Installed | 2013-03-27 09:43 | 2013-03-19 | 2013-08-09 | 47088 | 1046.4 | ESMAY ELECTRIC, INC
RUNSE-RPV_49559 | 86406 | PV (Photovoltaic) | 13.734 | 24034.5 | Residential | UFI | 3 - Installed | 2013-04-04 08:11 | 2013-02-20 | 2013-08-09 | 51652293.96 | 1373.4 | ESMAY ELECTRIC, INC
RUNSE-RPV_49652 | 86403 | PV (Photovoltaic) | 6.867 | 12017.25 | Residential | UFI | 3 - Installed | 2013-04-18 13:18 | 2013-02-20 | 2013-08-09 | 34335 | 686.7 | ESMAY ELECTRIC, INC
RUNSE-RPV_49656 | 86403 | PV (Photovoltaic) | 14.715 | 25751.25 | Residential | UFI | 3 - Installed | 2013-04-18 15:04 | 2013-02-20 | 2013-08-09 | 73771.2 | 1471.5 | ESMAY ELECTRIC, INC
RUNSE-RPV_49659 | 86406 | PV (Photovoltaic) | 9.156 | 15221.85 | Residential | UFI | 3 - Installed | 2013-04-18 15:27 | 2013-02-20 | 2013-08-09 | 43033.2 | 869.82 | ESMAY ELECTRIC, INC
RUNSE-RPV_53807 | 86401 | PV (Photovoltaic) | 6.885 | 12048.75 | Residential | Non-Incentive | 3 - Installed | 2013-08-05 11:29 | 2013-08-05 | 2013-08-09 | 29000 | 0 | SALMONSEN CONSTRUCTION CORP
RUNSE-RPV_54188 | 86413 | PV (Photovoltaic) | 12.96 | 20412 | Residential | UFI | 3 - Installed | 2013-09-16 10:01 | 2013-07-01 | 2013-08-15 | 56000 | 1166.4 | TRI STATE SOLAR AND WIND CORP
RUNSE-RPV_49427 | 86406 | PV (Photovoltaic) | 11.772 | 20601 | Residential | UFI | 3 - Installed | 2013-03-27 09:50 | 2013-03-12 | 2013-08-21 | 52974 | 1177.2 | ESMAY ELECTRIC, INC
RUNSE-RPV_49660 | 86404 | PV (Photovoltaic) | 5.232 | 9156 | Residential | UFI | 3 - Installed | 2013-04-18 16:00 | 2013-04-18 | 2013-08-21 | 23544 | 523.2 | ESMAY ELECTRIC, INC
RUNSE-RPV_49846 | 86406 | PV (Photovoltaic) | 5.886 | 10300.5 | Residential | UFI | 3 - Installed | 2013-05-01 08:10 | 2013-05-01 | 2013-08-21 | 26487 | 588.6 | ESMAY ELECTRIC, INC
RUNSE-RPV_49849 | 86406 | PV (Photovoltaic) | 10.464 | 18312 | Residential | UFI | 3 - Installed | 2013-05-01 08:16 | 2013-05-01 | 2013-08-21 | 47611.2 | 1046.4 | ESMAY ELECTRIC, INC
RUNSE-RPV_54096 | 86401 | PV (Photovoltaic) | 6.25 | 9296.875 | Residential | UFI | 3 - Installed | 2013-09-06 10:42 | 2013-07-24 | 2013-08-23 | 20800 | 531.25 | ANGLE HOMES INC
RUNSE-RPV_50329 | 86401 | PV (Photovoltaic) | 4.08 | 7140 | Residential | UFI | 3 - Installed | 2013-06-13 08:54 | 2013-06-13 | 2013-08-29 | 12000 | 408 | SUN VALLEY SOLAR SOLUTIONS LLC
RUNSE-RPV_54086 | 86403 | PV (Photovoltaic) | 12.24 | 21420 | Residential | Non-Incentive | 3 - Installed | 2013-09-04 13:17 | 2013-08-15 | 2013-09-04 | 20000 | 0 | SOLAR SERVICE CENTER
RUNSE-RPV_54262 | 86404 | PV (Photovoltaic) | 9.81 | 17168 | Residential | UFI | 3 - Installed | 2013-09-18 14:41 | 2013-08-09 | 2013-09-18 | 38259 | 981 | ESMAY ELECTRIC INC
RUNSE-RPV_53808 | 86401 | PV (Photovoltaic) | 6.75 | 11813 | Residential | Non-Incentive | 3 - Installed | 2013-08-05 11:42 | 2013-12-05 | 2013-09-24 | 20000 | 0 | TRI-STATE SOLAR AND WIND
RUNSE-RPV_54075 | 86403 | PV (Photovoltaic) | 9.28 | 16231 | Residential | UFI | 3 - Installed | 2013-09-03 13:54 | 2013-09-03 | 2013-09-25 | 49995 | 927.5 | MOHAVE SOLAR
RUNSE-RPV_54215 | 86409 | PV (Photovoltaic) | 3 | 5250 | Residential | UFI | 3 - Installed | 2013-09-17 08:47 | 2013-09-24 | 2013-10-07 | 14000 | 300 | SALMONSEN CONSTRUCTION CORP
RUNSE-RPV_53699 | 85621 | PV (Photovoltaic) | 6 | 10500 | Residential | UFI | 3 - Installed | 2013-07-19 07:46 | 2013-08-01 | 2013-10-09 | 16980 | 600 | SENECA ELECTRIC LLC
RUNSE-RPV_73375 | 86406 | PV (Photovoltaic) | 6.867 | 12017 | Residential | UFI | 3 - Installed | 2013-10-28 12:33 | 2013-08-29 | 2013-10-09 | 27124.65 | 686.7 | ESMAY ELECTRIC INC
RUNSE-RPV_54032 | 86403 | PV (Photovoltaic) | 4.58 | 8012 | Residential | UFI | 3 - Installed | 2013-08-29 14:04 | 2013-08-29 | 2013-10-15 | 19914.3 | 457.8 | ESMAY ELECTRIC INC
RUNSE-RPV_74757 | 86409 | PV (Photovoltaic) | 7.05 | 12338 | Residential | UFI | 3 - Installed | 2013-11-19 07:41 | 2013-10-14 | 2013-10-23 | 32000 | 705 | SALMONSEN CONSTRUCTION CORP
RUNSE-RPV_54232 | 86438 | PV (Photovoltaic) | 6 | 10500 | Residential | UFI | 3 - Installed | 2013-09-17 12:57 | 2013-09-23 | 2013-10-29 | 31000 | 600 | WISE ELECTRIC
RUNSE-RPV_74723 | 86406 | PV (Photovoltaic) | 10.14 | 17745 | Residential | UFI | 3 - Installed | 2013-11-07 04:48 | 2013-10-29 | 2013-10-29 | 32448 | 1014 | GREEN LIGHT SOLAR
RUNSE-RPV_74704 | 86406 | PV (Photovoltaic) | 9.81 | 17167.5 | Residential | UFI | 3 - Installed | 2013-11-05 11:51 | 2013-10-02 | 2013-10-31 | 38749.5 | 981 | ESMAY ELECTRIC INC
RUNSE-RPV_77430 | 86406 | PV (Photovoltaic) | 14.715 | 24463.69 | Residential | UFI | 3 - Installed | 2013-12-02 12:58 | 2013-07-03 | 2013-11-01 | 62538.75 | 1397.93 | ESMAY ELECTRIC INC
RUNSE-RPV_77496 | 86403 | PV (Photovoltaic) | 9 | 15750 | Residential | Non-Incentive | 3 - Installed | 2013-12-10 15:39 | 2013-09-26 | 2013-11-01 | 27000 | 0 | AAA ELECTRIC, INC
RUNSE-RPV_50298 | 86401 | PV (Photovoltaic) | 7.14 | 12495 | Residential | UFI | 3 - Installed | 2013-06-10 10:55 | 2013-06-10 | 2013-11-04 | 22019 | 714 | SUN VALLEY SOLAR SOLUTIONS LLC
RUNSE-RPV_54192 | 86401 | PV (Photovoltaic) | 4.77 | 8347.5 | Residential | UFI | 3 - Installed | 2013-09-16 15:16 | 2013-09-16 | 2013-11-04 | 18580 | 477 | HYBRID SOLAR
RUNSE-RPV_77449 | 86406 | PV (Photovoltaic) | 10.464 | 18312 | Residential | UFI | 3 - Installed | 2013-12-04 08:41 | 2013-07-18 | 2013-11-04 | 44472 | 1046.4 | ESMAY ELECTRIC INC
RUNSE-RPV_55598 | 86406 | PV (Photovoltaic) | 7.54 | 13195 | Residential | UFI | 3 - Installed | 2013-09-30 08:45 | 2013-09-30 | 2013-11-12 | 26400 | 754 | HYBRID SOLAR
RUNSE-RPV_77454 | 86429 | PV (Photovoltaic) | 10.5 | 17543.72 | Residential | UFI | 3 - Installed | 2013-12-05 06:56 | 2013-10-10 | 2013-11-12 | 31900 | 1002.5 | SUNQUEST SOLAR INC
RUNSE-RPV_54279 | 86406 | PV (Photovoltaic) | 8.41 | 14718 | Residential | UFI | 3 - Installed | 2013-09-19 10:19 | 2013-09-19 | 2013-11-13 | 33640 | 841 | HYBRID SOLAR
RUNSE-RPV_74761 | 86403 | PV (Photovoltaic) | 13.08 | 22890 | Residential | UFI | 3 - Installed | 2013-11-21 13:40 | 2013-07-26 | 2013-11-15 | 55590 | 1308 | ESMAY ELECTRIC INC
RUNSE-RPV_74709 | 86406 | PV (Photovoltaic) | 5.886 | 9270.45 | Residential | UFI | 3 - Installed | 2013-11-06 08:15 | 2013-11-06 | 2013-11-21 | 23249.7 | 529.74 | ESMAY ELECTRIC INC
RUNSE-RPV_77427 | 86406 | PV (Photovoltaic) | 9 | 15750 | Residential | Non-Incentive | 3 - Installed | 2013-12-02 12:01 | 2013-11-19 | 2013-11-21 | 33750 | 0 | AAA ELECTRIC, INC
RUNSE-RPV_77429 | 86403 | PV (Photovoltaic) | 14.5 | 25375 | Residential | UFI | 3 - Installed | 2013-12-02 12:53 | 2013-09-19 | 2013-11-21 | 59750 | 1450 | HYBRID SOLAR
RUNSE-RPV_77450 | 86403 | PV (Photovoltaic) | 5.886 | 10300.5 | Residential | UFI | 3 - Installed | 2013-12-04 08:41 | 2013-09-06 | 2013-11-25 | 25309.8 | 588.6 | ESMAY ELECTRIC INC
RUNSE-RPV_53749 | 86401 | PV (Photovoltaic) | 5.886 | 10300.5 | Residential | UFI | 3 - Installed | 2013-07-31 15:48 | 2013-08-01 | 2013-12-06 | 26487 | 588.6 | EPCON SOLAR
RUNSE-RPV_74685 | 86406 | PV (Photovoltaic) | 6.867 | 12017.25 | Residential | UFI | 3 - Installed | 2013-10-31 13:48 | 2013-10-31 | 2013-12-06 | 27811.35 | 686.7 | ESMAY ELECTRIC INC
RUNSE-RPV_74739 | 86403 | PV (Photovoltaic) | 8 | 14000 | Residential | Non-Incentive | 3 - Installed | 2013-11-08 07:53 | 2013-11-08 | 2013-12-06 | 25040 | 0 | GREEN LIGHT SOLAR
RUNSE-RPV_90778 | 86401 | PV (Photovoltaic) | 1.962 | 3434 | Residential | UFI | 3 - Installed | 2014-08-12 10:40 | 2014-04-01 | 2013-12-06 | 23936.4 | 196.2 | ESMAY ELECTRIC INC
RUNSE-RPV_74717 | 86404 | PV (Photovoltaic) | 8.64 | 15120 | Residential | UFI | 3 - Installed | 2013-11-06 09:01 | 2013-11-07 | 2013-12-10 | 37016 | 864 | HYBRID SOLAR
RUNSE-RPV_74733 | 86404 | PV (Photovoltaic) | 6.867 | 12017.25 | Residential | UFI | 3 - Installed | 2013-11-07 11:45 | 2013-11-07 | 2013-12-12 | 29184.75 | 686.7 | ESMAY ELECTRIC INC
RUNSE-RPV_74749 | 86406 | PV (Photovoltaic) | 6.76 | 11830 | Residential | UFI | 3 - Installed | 2013-11-14 11:10 | 2013-11-14 | 2013-12-12 | 24336 | 676 | ESMAY ELECTRIC INC
RUNSE-RPV_74755 | 86406 | PV (Photovoltaic) | 3.12 | 5460 | Residential | UFI | 3 - Installed | 2013-11-15 09:51 | 2013-11-15 | 2013-12-18 | 10296 | 312 | ESMAY ELECTRIC INC
RUNSE-RPV_80104 | 86406 | PV (Photovoltaic) | 7.848 | 13734 | Residential | UFI | 3 - Installed | 2013-12-31 08:04 | 2013-11-07 | 2013-12-26 | 30999.6 | 784.8 | ESMAY ELECTRIC INC
RUNSE-RPV_53809 | 86401 | PV (Photovoltaic) | 4.578 | 8011.5 | Residential | UFI | 3 - Installed | 2013-08-05 12:02 | 2013-08-08 | 2014-01-02 | 20601 | 457.8 | EPCON SOLAR
RUNSE-RPV_74798 | 86406 | PV (Photovoltaic) | 13.08 | 22890 | Residential | UFI | 3 - Installed | 2013-11-25 11:06 | 2013-11-25 | 2014-01-02 | 52974 | 1308 | ESMAY ELECTRIC INC
RUNSE-RPV_74760 | 86406 | PV (Photovoltaic) | 18.312 | 28841.4 | Residential | UFI | 3 - Installed | 2013-11-21 09:03 | 2013-11-21 | 2014-01-03 | 70501.2 | 1648.08 | ESMAY ELECTRIC INC
RUNSE-RPV_77431 | 86413 | PV (Photovoltaic) | 9.156 | 16023 | Residential | UFI | 3 - Installed | 2013-12-03 07:51 | 2013-12-03 | 2014-01-03 | 34075 | 915.6 | ANGLE HOMES INC
RUNSE-RPV_77527 | 86401 | PV (Photovoltaic) | 7.5 | 13125 | Residential | UFI | 3 - Installed | 2013-12-13 07:42 | 2013-12-13 | 2014-01-03 | 29625 | 750 | ANGLE HOMES INC
RUNSE-RPV_77706 | 86426 | PV (Photovoltaic) | 4.32 | 7560 | Residential | UFI | 3 - Installed | 2013-12-20 11:51 | 2013-12-20 | 2014-01-03 | 14672 | 432 | SALMONSEN CONSTRUCTION CORP
RUNSE-RPV_73370 | 86429 | PV (Photovoltaic) | 4 | 7000 | Residential | UFI | 3 - Installed | 2013-10-25 08:51 | 2013-10-25 | 2014-01-06 | 19600 | 400 | GWGS LLC
RUNSE-RPV_77425 | 86409 | PV (Photovoltaic) | 3.5 | 6125 | Residential | UFI | 3 - Installed | 2013-12-02 07:57 | 2013-12-02 | 2014-01-06 | 26995 | 350 | GWGS LLC
RUNSE-RPV_80233 | 86401 | PV (Photovoltaic) | 3.5 | 6125 | Residential | UFI | 3 - Installed | 2014-01-09 07:39 | 2013-10-24 | 2014-01-06 | 19645 | 350 | GWGS LLC
RUNSE-RPV_53810 | 86401 | PV (Photovoltaic) | 5.886 | 9270.45 | Residential | UFI | 3 - Installed | 2013-08-05 13:41 | 2013-08-05 | 2014-01-08 | 26487 | 529.74 | EPCON SOLAR
RUNSE-RPV_91868 | 86401 | PV (Photovoltaic) | 1.962 | 3434 | Residential | UFI | 3 - Installed | 2014-08-14 07:29 | 2014-05-30 | 2014-01-08 | 29037.6 | 196.2 | ESMAY ELECTRIC INC
RUNSE-RPV_77483 | 86406 | PV (Photovoltaic) | 8.64 | 15120 | Residential | UFI | 3 - Installed | 2013-12-09 09:13 | 2013-12-09 | 2014-01-10 | 39398.4 | 864 | MOHAVE SOLAR
RUNSE-RPV_77455 | 86403 | PV (Photovoltaic) | 8 | 14000 | Residential | Non-Incentive | 3 - Installed | 2013-12-05 08:00 | 2013-12-05 | 2014-01-13 | 25040 | 0 | GREEN LIGHT SOLAR
RUNSE-RPV_77495 | 86404 | PV (Photovoltaic) | 15.696 | 26094.6 | Residential | UFI | 3 - Installed | 2013-12-10 08:52 | 2013-12-12 | 2014-01-13 | 60429.6 | 1491.12 | ESMAY ELECTRIC INC
RUNSE-RPV_77530 | 86404 | PV (Photovoltaic) | 7.848 | 13734 | Residential | UFI | 3 - Installed | 2013-12-13 12:37 | 2013-12-13 | 2014-01-16 | 32569.2 | 784.8 | ESMAY ELECTRIC INC
RUNSE-RPV_80440 | 86406 | PV (Photovoltaic) | 5 | 8312.5 | Residential | UFI | 3 - Installed | 2014-01-29 08:03 | 2013-10-24 | 2014-01-16 | 27450 | 475 | GWGS LLC
RUNSE-RPV_77605 | 86403 | PV (Photovoltaic) | 4.578 | 8011.5 | Residential | UFI | 3 - Installed | 2013-12-16 11:15 | 2013-12-16 | 2014-01-17 | 17667.5 | 457.8 | ESMAY ELECTRIC INC
RUNSE-RPV_80299 | 86404 | PV (Photovoltaic) | 3.5 | 5818.75 | Residential | UFI | 3 - Installed | 2014-01-20 07:40 | 2013-10-24 | 2014-01-20 | 22877 | 332.5 | GWGS LLC
RUNSE-RPV_73371 | 86404 | PV (Photovoltaic) | 5 | 8750 | Residential | UFI | 3 - Installed | 2013-10-25 11:40 | 2013-10-28 | 2014-01-21 | 27850 | 500 | GWGS LLC
RUNSE-RPV_73369 | 86406 | PV (Photovoltaic) | 5 | 8312.5 | Residential | UFI | 3 - Installed | 2013-10-24 14:39 | 2013-10-24 | 2014-01-22 | 39850 | 475 | GWGS LLC
RUNSE-RPV_53748 | 86404 | PV (Photovoltaic) | 6.867 | 12017 | Residential | UFI | 3 - Installed | 2013-07-31 14:57 | 2013-08-01 | 2014-01-23 | 32137 | 686.7 | EPCON SOLAR
RUNSE-RPV_74707 | 86401 | PV (Photovoltaic) | 7.5 | 11637.5 | Residential | UFI | 3 - Installed | 2013-11-06 08:08 | 2013-11-06 | 2014-01-23 | 17300 | 665 | ANGLE HOMES INC
RUNSE-RPV_77703 | 86403 | PV (Photovoltaic) | 9.156 | 15221.85 | Residential | UFI | 3 - Installed | 2013-12-20 08:19 | 2013-12-20 | 2014-01-23 | 33877.2 | 869.82 | ESMAY ELECTRIC INC
RUNSE-RPV_86738 | 86404 | PV (Photovoltaic) | 2.943 | 5150.25 | Residential | Non-Incentive | 3 - Installed | 2014-07-08 14:03 | 2014-07-08 | 2014-01-23 | 36787.5 | 0 | ESMAY ELECTRIC INC
RUNSE-RPV_74742 | 86406 | PV (Photovoltaic) | 5 | 8312.5 | Residential | UFI | 3 - Installed | 2013-11-12 12:47 | 2013-11-12 | 2014-01-27 | 32850 | 475 | GWGS LLC
RUNSE-RPV_77698 | 86404 | PV (Photovoltaic) | 4.578 | 8012 | Residential | UFI | 3 - Installed | 2013-12-18 13:20 | 2013-12-18 | 2014-01-27 | 19456.5 | 457.8 | ESMAY ELECTRIC INC
RUNSE-RPV_80389 | 86409 | PV (Photovoltaic) | 5.17 | 8142.75 | Residential | UFI | 3 - Installed | 2014-01-23 07:52 | 2013-12-18 | 2014-01-27 | 25900 | 465.3 | TOP CHOICE SOLAR
RUNSE-RPV_49903 | 86404 | PV (Photovoltaic) | 4.5 | 7875 | Residential | UFI | 3 - Installed | 2013-05-06 13:32 | 2013-06-14 | 2014-01-28 | 24750 | 450 | HOME-TEC INTERNATIONAL
RUNSE-RPV_80106 | 86406 | PV (Photovoltaic) | 7.2 | 12600 | Residential | UFI | 3 - Installed | 2014-01-02 08:15 | 2013-12-31 | 2014-01-28 | 30000 | 720 | HYBRID SOLAR
RUNSE-RPV_80306 | 86406 | PV (Photovoltaic) | 6.96 | 12180 | Residential | UFI | 3 - Installed | 2014-01-20 11:51 | 2014-01-20 | 2014-01-28 | 27450 | 696 | HYBRID SOLAR
RUNSE-RPV_80308 | 86406 | PV (Photovoltaic) | 7.25 | 12687.5 | Residential | UFI | 3 - Installed | 2014-01-21 07:47 | 2014-01-21 | 2014-01-28 | 30500 | 725 | HYBRID SOLAR
RUNSE-RPV_80341 | 86404 | PV (Photovoltaic) | 13.08 | 22890 | Residential | UFI | 3 - Installed | 2014-01-22 08:22 | 2014-01-22 | 2014-01-28 | 49050 | 1308 | ESMAY ELECTRIC INC
RUNSE-RPV_91916 | 86404 | PV (Photovoltaic) | 5 | 8750 | Residential | Non-Incentive | 3 - Installed | 2014-08-26 10:04 | 2014-08-26 | 2014-01-28 | 30000 | 0 | SUNHARVEST SOLAR AND ELECTRICAL LLC
RUNSE-RPV_74730 | 86404 | PV (Photovoltaic) | 3.5 | 6125 | Residential | UFI | 3 - Installed | 2013-11-07 11:25 | 2013-11-07 | 2014-01-29 | 23850 | 350 | GWGS LLC
RUNSE-RPV_80305 | 86406 | PV (Photovoltaic) | 6.54 | 11445 | Residential | UFI | 3 - Installed | 2014-01-20 10:56 | 2014-01-20 | 2014-01-30 | 29979.6 | 654 | ESMAY ELECTRIC INC
RUNSE-RPV_80495 | 86406 | PV (Photovoltaic) | 6.867 | 12017 | Residential | UFI | 3 - Installed | 2014-02-04 12:54 | 2013-12-20 | 2014-02-03 | 28498.05 | 686.7 | ESMAY ELECTRIC INC
RUNSE-RPV_80614 | 86406 | PV (Photovoltaic) | 5.2 | 8645 | Residential | UFI | 3 - Installed | 2014-02-11 15:37 | 2014-02-06 | 2014-02-07 | 18200 | 494 | RESTORE ALL INC
RUNSE-RPV_73372 | 86406 | PV (Photovoltaic) | 3.5 | 6125 | Residential | UFI | 3 - Installed | 2013-10-25 12:55 | 2013-10-25 | 2014-02-10 | 19127 | 350 | GWGS LLC
RUNSE-RPV_80654 | 86406 | PV (Photovoltaic) | 8.25 | 14437.5 | Residential | UFI | 3 - Installed | 2014-02-19 10:30 | 2014-01-22 | 2014-02-10 | 30525 | 825 | ESMAY ELECTRIC INC
RUNSE-RPV_80491 | 85621 | PV (Photovoltaic) | 5.25 | 9188 | Residential | UFI | 3 - Installed | 2014-02-03 12:00 | 2014-02-03 | 2014-02-11 | 38062 | 525 | SOLAR STORE LLC
RUNSE-RPV_80406 | 86401 | PV (Photovoltaic) | 4.578 | 7610.92 | Residential | UFI | 3 - Installed | 2014-01-24 13:19 | 2014-01-24 | 2014-02-12 | 18150 | 434.91 | ANGLE HOMES INC
RUNSE-RPV_80653 | 86406 | PV (Photovoltaic) | 7.848 | 13047.3 | Residential | UFI | 3 - Installed | 2014-02-19 10:30 | 2014-01-22 | 2014-02-14 | 29822.4 | 745.56 | ESMAY ELECTRIC INC
RUNSE-RPV_80678 | 86403 | PV (Photovoltaic) | 11.772 | 20601 | Residential | UFI | 3 - Installed | 2014-02-24 10:10 | 2013-12-09 | 2014-02-17 | 43556.4 | 1177.2 | ESMAY ELECTRIC INC
RUNSE-RPV_77702 | 86406 | PV (Photovoltaic) | 3.5 | 5818.75 | Residential | UFI | 3 - Installed | 2013-12-20 07:57 | 2013-12-20 | 2014-02-18 | 20850 | 332.5 | GWGS LLC
RUNSE-RPV_80333 | 86403 | PV (Photovoltaic) | 7.848 | 13734 | Residential | UFI | 3 - Installed | 2014-01-21 13:53 | 2014-01-21 | 2014-02-20 | 32988.6 | 784.8 | ESMAY ELECTRIC INC
RUNSE-RPV_80702 | 86403 | PV (Photovoltaic) | 5.64 | 9870 | Residential | UFI | 3 - Installed | 2014-02-27 13:27 | 2014-02-18 | 2014-02-20 | 18330 | 564 | TOP CHOICE SOLAR
RUNSE-RPV_74748 | 86409 | PV (Photovoltaic) | 5 | 7437.5 | Residential | UFI | 3 - Installed | 2013-11-14 11:04 | 2013-11-14 | 2014-02-21 | 25850 | 425 | GWGS LLC
RUNSE-RPV_77631 | 86404 | PV (Photovoltaic) | 5.5 | 9143.75 | Residential | UFI | 3 - Installed | 2013-12-18 07:43 | 2013-12-18 | 2014-02-24 | 20000 | 522.5 | GWGS LLC
RUNSE-RPV_80673 | 86403 | PV (Photovoltaic) | 3.5 | 5818.75 | Residential | UFI | 3 - Installed | 2014-02-21 12:02 | 2014-02-21 | 2014-02-24 | 22950 | 332.5 | GWGS LLC
RUNSE-RPV_95414 | 86404 | PV (Photovoltaic) | 1 | 1662.5 | Residential | Non-Incentive | 3 - Installed | 2014-09-23 16:26 | 2014-09-23 | 2014-02-24 | 0 | 0 | SUNHARVEST SOLAR AND ELECTRICAL LLC
RUNSE-RPV_53932 | 86406 | PV (Photovoltaic) | 9.81 | 16309.12 | Residential | UFI | 3 - Installed | 2013-08-22 13:52 | 2013-08-28 | 2014-02-25 | 45126 | 931.95 | EPCON SOLAR
RUNSE-RPV_55516 | 86409 | PV (Photovoltaic) | 7.14 | 12495 | Residential | UFI | 3 - Installed | 2013-09-23 14:33 | 2013-09-23 | 2014-02-25 | 22633 | 714 | SUN VALLEY SOLAR SOLUTIONS LLC
RUNSE-RPV_77433 | 86406 | PV (Photovoltaic) | 4.5 | 7875 | Residential | UFI | 3 - Installed | 2013-12-03 08:50 | 2013-12-03 | 2014-02-25 | 27820 | 450 | GWGS LLC
RUNSE-RPV_80390 | 86426 | PV (Photovoltaic) | 5 | 8312.5 | Residential | UFI | 3 - Installed | 2014-01-23 11:33 | 2014-01-23 | 2014-02-25 | 28950 | 475 | SUNHARVEST SOLAR AND ELECTRICAL LLC
RUNSE-RPV_80478 | 86406 | PV (Photovoltaic) | 6.867 | 12017.25 | Residential | UFI | 3 - Installed | 2014-01-31 10:13 | 2014-01-31 | 2014-02-27 | 26094.6 | 686.7 | ESMAY ELECTRIC INC
RUNSE-RPV_77529 | 86429 | PV (Photovoltaic) | 3.5 | 6125 | Residential | UFI | 3 - Installed | 2013-12-13 08:26 | 2013-12-13 | 2014-02-28 | 22850 | 350 | GWGS LLC
RUNSE-RPV_80725 | 86403 | PV (Photovoltaic) | 4.08 | 7140 | Residential | UFI | 3 - Installed | 2014-03-04 15:54 | 2014-02-06 | 2014-02-28 | 17300 | 408 | MOHAVE SOLAR
RUNSE-RPV_80301 | 86406 | PV (Photovoltaic) | 9.156 | 16023 | Residential | UFI | 3 - Installed | 2014-01-20 09:01 | 2014-01-20 | 2014-03-05 | 38455.2 | 915.6 | ESMAY ELECTRIC INC
RUNSE-RPV_80457 | 86401 | PV (Photovoltaic) | 5.886 | 10301 | Residential | UFI | 3 - Installed | 2014-01-30 08:21 | 2014-01-30 | 2014-03-05 | 23900 | 588.6 | ANGLE HOMES INC
RUNSE-RPV_80721 | 86403 | PV (Photovoltaic) | 5.17 | 9047.5 | Residential | UFI | 3 - Installed | 2014-03-04 13:16 | 2014-02-26 | 2014-03-05 | 14476 | 517 | TOP CHOICE SOLAR
RUNSE-RPV_80490 | 86403 | PV (Photovoltaic) | 8.502 | 14878.5 | Residential | UFI | 3 - Installed | 2014-02-03 11:05 | 2014-02-03 | 2014-03-06 | 36218.5 | 850.2 | ESMAY ELECTRIC INC
RUNSE-RPV_80600 | 86406 | PV (Photovoltaic) | 4.578 | 8011.5 | Residential | UFI | 3 - Installed | 2014-02-10 11:41 | 2014-02-10 | 2014-03-06 | 18083.1 | 457.8 | ESMAY ELECTRIC INC
RUNSE-RPV_74735 | 86406 | PV (Photovoltaic) | 3.5 | 5818.75 | Residential | UFI | 3 - Installed | 2013-11-07 11:59 | 2013-11-07 | 2014-03-10 | 23850 | 332.5 | GWGS LLC
RUNSE-RPV_80462 | 86406 | PV (Photovoltaic) | 5 | 8312.5 | Residential | UFI | 3 - Installed | 2014-01-30 11:32 | 2014-01-30 | 2014-03-11 | 29850 | 475 | SUNHARVEST SOLAR AND ELECTRICAL LLC
RUNSE-RPV_80309 | 86401 | PV (Photovoltaic) | 7.29 | 12119.62 | Residential | UFI | 3 - Installed | 2014-01-21 08:13 | 2014-01-21 | 2014-03-13 | 23972.65 | 692.55 | SUN VALLEY SOLAR SOLUTIONS LLC
RUNSE-RPV_80625 | 86406 | PV (Photovoltaic) | 5.232 | 9156 | Residential | UFI | 3 - Installed | 2014-02-12 13:12 | 2014-02-12 | 2014-03-13 | 20143.19 | 523.2 | ESMAY ELECTRIC INC
RUNSE-RPV_80651 | 86406 | PV (Photovoltaic) | 7.848 | 13734 | Residential | UFI | 3 - Installed | 2014-02-19 09:53 | 2014-02-19 | 2014-03-13 | 30764.16 | 784.8 | ESMAY ELECTRIC INC
RUNSE-RPV_80676 | 86404 | PV (Photovoltaic) | 3.5 | 5818.75 | Residential | UFI | 3 - Installed | 2014-02-21 13:15 | 2014-02-21 | 2014-03-13 | 23950 | 332.5 | GWGS LLC
RUNSE-RPV_77494 | 86401 | PV (Photovoltaic) | 5 | 8312.5 | Residential | UFI | 3 - Installed | 2013-12-10 08:40 | 2013-12-10 | 2014-03-14 | 27850 | 475 | GWGS LLC
RUNSE-RPV_80303 | 86429 | PV (Photovoltaic) | 8.925 | 15618.75 | Residential | UFI | 3 - Installed | 2014-01-20 09:21 | 2014-01-20 | 2014-03-14 | 31875 | 892.5 | SUNQUEST SOLAR INC
RUNSE-RPV_80615 | 86404 | PV (Photovoltaic) | 5.75 | 10062.5 | Residential | UFI | 3 - Installed | 2014-02-12 08:46 | 2014-03-10 | 2014-03-17 | 31400 | 550 | ADVANCED ENERGY SYSTEMS
RUNSE-RPV_80794 | 86404 | PV (Photovoltaic) | 4.8 | 7140 | Residential | UFI | 3 - Installed | 2014-03-19 08:43 | 2014-02-12 | 2014-03-17 | 31400 | 408 | ADVANCED ENERGY SYSTEMS
RUNSE-RPV_80682 | 86404 | PV (Photovoltaic) | 5.76 | 10080 | Residential | UFI | 3 - Installed | 2014-02-26 08:02 | 2014-02-26 | 2014-03-19 | 22752 | 576 | ESMAY ELECTRIC INC
RUNSE-RPV_80630 | 86401 | PV (Photovoltaic) | 6.12 | 10710 | Residential | UFI | 3 - Installed | 2014-02-13 11:15 | 2014-02-13 | 2014-03-21 | 22125 | 612 | SUNQUEST SOLAR INC
RUNSE-RPV_80675 | 86404 | PV (Photovoltaic) | 7.68 | 13440 | Residential | UFI | 3 - Installed | 2014-02-21 12:47 | 2014-02-21 | 2014-03-21 | 34176 | 768 | ESMAY ELECTRIC INC
RUNSE-RPV_80677 | 86404 | PV (Photovoltaic) | 5 | 8750 | Residential | UFI | 3 - Installed | 2014-02-21 13:30 | 2014-02-21 | 2014-03-25 | 31650 | 500 | GWGS LLC
RUNSE-RPV_80498 | 86403 | PV (Photovoltaic) | 6 | 10500 | Residential | Non-Incentive | 3 - Installed | 2014-02-04 14:08 | 2014-02-04 | 2014-03-27 | 30000 | 0 | GREEN LIGHT SOLAR
RUNSE-RPV_54136 | 86406 | PV (Photovoltaic) | 9.126 | 15171.97 | Residential | UFI | 3 - Installed | 2013-09-09 15:09 | 2013-09-17 | 2014-03-28 | 35743 | 866.97 | EPCON SOLAR
RUNSE-RPV_80685 | 86429 | PV (Photovoltaic) | 5 | 8312.5 | Residential | UFI | 3 - Installed | 2014-02-26 11:29 | 2014-02-26 | 2014-03-28 | 28950 | 475 | SUNHARVEST SOLAR
RUNSE-RPV_80742 | 86406 | PV (Photovoltaic) | 11.52 | 19152 | Residential | UFI | 3 - Installed | 2014-03-10 07:35 | 2014-03-10 | 2014-03-28 | 48960 | 1094.4 | ESMAY ELECTRIC INC
RUNSE-RPV_80763 | 86403 | PV (Photovoltaic) | 7.28 | 12740 | Residential | UFI | 3 - Installed | 2014-03-12 13:20 | 2014-03-12 | 2014-03-28 | 26222 | 728 | ESMAY ELECTRIC INC
RUNSE-RPV_80902 | 86406 | PV (Photovoltaic) | 9.126 | 15970 | Residential | UFI | 3 - Installed | 2014-04-01 10:12 | 2013-12-11 | 2014-03-28 | 34675 | 912.6 | EPCON SOLAR
RUNSE-RPV_80938 | 86406 | PV (Photovoltaic) | 5.225 | 8686.56 | Residential | UFI | 3 - Installed | 2014-04-04 09:24 | 2014-03-03 | 2014-04-03 | 17000 | 496.38 | MOHAVE SOLAR
UNSEDG-01757 | 86406 | PV (Photovoltaic) | 1.8 | 3227 | Residential | Non-Incentive | 3 - Installed | 2018-04-03 | 2018-04-11 | 2014-04-03 | 5310 | 0 | Mohave Solar | Purchase
RUNSE-RPV_80939 | 86406 | PV (Photovoltaic) | 12.375 | 21656.25 | Residential | UFI | 3 - Installed | 2014-04-04 09:43 | 2014-03-03 | 2014-04-04 | 50775 | 1237.5 | HYBRID SOLAR
RUNSE-RPV_80781 | 86406 | PV (Photovoltaic) | 11.52 | 20160 | Residential | UFI | 3 - Installed | 2014-03-17 08:47 | 2014-03-17 | 2014-04-07 | 51840 | 1152 | ESMAY ELECTRIC INC
RUNSE-RPV_77804 | 86401 | PV (Photovoltaic) | 3.5 | 5818.75 | Residential | UFI | 3 - Installed | 2013-12-27 07:44 | 2013-12-27 | 2014-04-09 | 22950 | 332.5 | GWGS LLC
RUNSE-RPV_80968 | 86403 | PV (Photovoltaic) | 7.5 | 13125 | Residential | Non-Incentive | 3 - Installed | 2014-04-08 10:06 | 2014-04-08 | 2014-04-09 | 23000 | 0 | AAA ELECTRIC, INC
RUNSE-RPV_80788 | 86403 | PV (Photovoltaic) | 15.696 | 27468 | Residential | UFI | 3 - Installed | 2014-03-18 12:58 | 2014-03-18 | 2014-04-10 | 47088 | 1569.6 | ESMAY ELECTRIC INC
RUNSE-RPV_80737 | 86429 | PV (Photovoltaic) | 13.005 | 21620.81 | Residential | UFI | 3 - Installed | 2014-03-07 13:03 | 2014-03-07 | 2014-04-11 | 35700 | 1235.48 | ELECTRIC PLUS INC
RUNSE-RPV_80777 | 86403 | PV (Photovoltaic) | 6.72 | 11760 | Residential | UFI | 3 - Installed | 2014-03-13 13:37 | 2014-03-13 | 2014-04-14 | 29232 | 672 | ESMAY ELECTRIC INC
RUNSE-RPV_80823 | 86403 | PV (Photovoltaic) | 6.72 | 11760 | Residential | UFI | 3 - Installed | 2014-03-25 08:45 | 2014-03-25 | 2014-04-14 | 29904 | 672 | ESMAY ELECTRIC INC
RUNSE-RPV_77528 | 86401 | PV (Photovoltaic) | 11.66 | 19384.75 | Residential | UFI | 3 - Installed | 2013-12-13 07:51 | 2013-12-13 | 2014-04-16 | 41976 | 1107.7 | SUN VALLEY SOLAR SOLUTIONS LLC
RUNSE-RPV_80717 | 86404 | PV (Photovoltaic) | 9.156 | 16023 | Residential | UFI | 3 - Installed | 2014-03-04 09:32 | 2014-03-04 | 2014-04-16 | 25179 | 915.6 | ESMAY ELECTRIC INC
RUNSE-RPV_80786 | 85621 | PV (Photovoltaic) | 5 | 8312.5 | Residential | UFI | 3 - Installed | 2014-03-18 08:45 | 2014-03-18 | 2014-04-18 | 32900 | 475 | SUNHARVEST SOLAR AND ELECTRICAL LLC
RUNSE-RPV_80931 | 86403 | PV (Photovoltaic) | 5 | 8750 | Residential | UFI | 3 - Installed | 2014-04-03 14:12 | 2014-04-03 | 2014-04-23 | 29950 | 500 | SUNHARVEST SOLAR AND ELECTRICAL LLC
RUNSE-RPV_80100 | 85621 | PV (Photovoltaic) | 12 | 19950 | Residential | UFI | 3 - Installed | 2013-12-30 11:15 | 2013-12-30 | 2014-04-25 | 59640 | 1140 | SOLARCITY CORPORATION
RUNSE-RPV_80467 | 86403 | PV (Photovoltaic) | 2 | 3325 | Residential | UFI | 3 - Installed | 2014-01-30 13:16 | 2014-01-30 | 2014-04-25 | 15000 | 190 | SUNHARVEST SOLAR AND ELECTRICAL LLC
RUNSE-RPV_80825 | 86406 | PV (Photovoltaic) | 10.88 | 19040 | Residential | UFI | 3 - Installed | 2014-03-25 09:16 | 2014-03-25 | 2014-04-25 | 41344 | 1088 | ESMAY ELECTRIC INC
RUNSE-RPV_80836 | 86406 | PV (Photovoltaic) | 6.72 | 11760 | Residential | UFI | 3 - Installed | 2014-03-27 08:53 | 2014-03-27 | 2014-04-25 | 28560 | 672 | ESMAY ELECTRIC INC
UNSEDG-01118 | 86406 | PV (Photovoltaic) | 6.9 | 12250 | Residential | Non-Incentive | 3 - Installed | 2017-05-25 | 2017-05-30 | 2014-04-25 | 24943 | 0 | Esmay Electric, Inc. | Purchase
RUNSE-RPV_80975 | 86404 | PV (Photovoltaic) | 4.2 | 6982.5 | Residential | UFI | 3 - Installed | 2014-04-09 09:50 | 2014-04-09 | 2014-05-06 | 16170 | 399 | ADVANCED ENERGY SYSTEMS
RUNSE-RPV_80827 | 86406 | PV (Photovoltaic) | 9.81 | 17167.5 | Residential | UFI | 3 - Installed | 2014-03-26 09:14 | 2014-03-26 | 2014-05-08 | 33354 | 981 | ESMAY ELECTRIC INC
RUNSE-RPV_80926 | 86406 | PV (Photovoltaic) | 6.5 | 11375 | Residential | UFI | 3 - Installed | 2014-04-03 12:39 | 2014-04-03 | 2014-05-08 | 24875 | 650 | ESMAY ELECTRIC INC
RUNSE-RPV_80492 | 86406 | PV (Photovoltaic) | 15.696 | 27468 | Residential | UFI | 3 - Installed | 2014-02-03 12:45 | 2014-02-03 | 2014-05-12 | 64353.6 | 1569.6 | ESMAY ELECTRIC INC
RUNSE-RPV_80826 | 86404 | PV (Photovoltaic) | 10.464 | 18312 | Residential | UFI | 3 - Installed | 2014-03-25 09:30 | 2014-03-25 | 2014-05-12 | 33589.44 | 1046.4 | ESMAY ELECTRIC INC
RUNSE-RPV_80828 | 86403 | PV (Photovoltaic) | 9.156 | 15221.85 | Residential | UFI | 3 - Installed | 2014-03-26 09:25 | 2014-03-26 | 2014-05-12 | 28413.84 | 869.82 | ESMAY ELECTRIC INC
RUNSE-RPV_80952 | 86404 | PV (Photovoltaic) | 3.5 | 5512.5 | Residential | UFI | 3 - Installed | 2014-04-07 10:21 | 2014-04-07 | 2014-05-12 | 25450 | 315 | SUNHARVEST SOLAR AND ELECTRICAL LLC
RUNSE-RPV_80824 | 86401 | PV (Photovoltaic) | 9.156 | 16023 | Residential | UFI | 3 - Installed | 2014-03-25 08:54 | 2014-03-25 | 2014-05-13 | 33850 | 915.6 | ANGLE HOMES INC
RUNSE-RPV_80898 | 86406 | PV (Photovoltaic) | 7.84 | 12348 | Residential | UFI | 3 - Installed | 2014-03-31 10:17 | 2014-03-31 | 2014-05-13 | 27844 | 705.6 | HYBRID SOLAR
RUNSE-RPV_80912 | 86401 | PV (Photovoltaic) | 3.924 | 6867 | Residential | UFI | 3 - Installed | 2014-04-02 13:55 | 2014-04-02 | 2014-05-13 | 10560 | 392.4 | ESMAY ELECTRIC INC
RUNSE-RPV_81105 | 86401 | PV (Photovoltaic) | 5 | 8750 | Residential | UFI | 3 - Installed | 2014-04-22 13:05 | 2014-04-22 | 2014-05-16 | 21450 | 500 | HOME-TEC INTERNATIONAL
RUNSE-RPV_80950 | 86406 | PV (Photovoltaic) | 10.464 | 18312 | Residential | UFI | 3 - Installed | 2014-04-07 09:45 | 2014-04-07 | 2014-05-19 | 41280.48 | 1046.4 | ESMAY ELECTRIC INC
RUNSE-RPV_80937 | 86403 | PV (Photovoltaic) | 15.36 | 26880 | Residential | UFI | 3 - Installed | 2014-04-04 09:06 | 2014-04-04 | 2014-05-20 | 59904 | 1536 | ESMAY ELECTRIC INC
RUNSE-RPV_84302 | 86409 | PV (Photovoltaic) | 9.81 | 17168 | Residential | UFI | 3 - Installed | 2014-06-10 07:33 | 2014-03-26 | 2014-05-20 | 35518 | 981 | ANGLE HOMES INC
RUNSE-RPV_81283 | 85648 | PV (Photovoltaic) | 5 | 8312.5 | Residential | UFI | 3 - Installed | 2014-05-08 08:53 | 2014-05-08 | 2014-05-21 | 15000 | 475 | SUNHARVEST SOLAR AND ELECTRICAL LLC
RUNSE-RPV_80949 | 86404 | PV (Photovoltaic) | 10.368 | 18144 | Residential | UFI | 3 - Installed | 2014-04-07 09:28 | 2014-04-07 | 2014-05-22 | 46097.55 | 1036.8 | ESMAY ELECTRIC INC
RUNSE-RPV_81015 | 85648 | PV (Photovoltaic) | 7 | 10412.5 | Residential | UFI | 3 - Installed | 2014-04-15 12:21 | 2014-04-15 | 2014-05-22 | 40000 | 595 | SUNHARVEST SOLAR AND ELECTRICAL LLC
RUNSE-RPV_80977 | 86401 | PV (Photovoltaic) | 5 | 7437.5 | Residential | UFI | 3 - Installed | 2014-04-09 13:57 | 2014-04-09 | 2014-05-23 | 31490 | 425 | SUNHARVEST SOLAR AND ELECTRICAL LLC
RUNSE-RPV_81294 | 86406 | PV (Photovoltaic) | 10.175 | 17806 | Residential | UFI | 3 - Installed | 2014-05-09 14:06 | 2014-05-09 | 2014-05-23 | 40700 | 1017.5 | HYBRID SOLAR
RUNSE-RPV_80638 | 86409 | PV (Photovoltaic) | 5.784 | 10122 | Residential | UFI | 3 - Installed | 2014-02-17 08:56 | 2014-02-17 | 2014-05-27 | 21037 | 578.4 | EPCON SOLAR
RUNSE-RPV_84174 | 86409 | PV (Photovoltaic) | 7.986 | 11879.18 | Residential | UFI | 3 - Installed | 2014-06-06 08:21 | 2013-09-30 | 2014-05-27 | 28196 | 678.81 | EPCON SOLAR
RUNSE-RPV_73324 | 86406 | PV (Photovoltaic) | 3.3 | 5775 | Residential | UFI | 3 - Installed | 2013-10-14 13:55 | 2013-10-14 | 2014-05-28 | 26100 | 330 | HYBRID SOLAR
RUNSE-RPV_80642 | 86401 | PV (Photovoltaic) | 5.784 | 10122 | Residential | UFI | 3 - Installed | 2014-02-17 11:25 | 2014-03-06 | 2014-05-28 | 21598 | 578.4 | EPCON SOLAR
RUNSE-RPV_54153 | 86404 | PV (Photovoltaic) | 6.292 | 11011 | Residential | UFI | 3 - Installed | 2013-09-10 14:53 | 2013-09-17 | 2014-05-29 | 23104 | 629.2 | EPCON SOLAR
RUNSE-RPV_80951 | 86403 | PV (Photovoltaic) | 5.346 | 9356 | Residential | UFI | 3 - Installed | 2014-04-07 10:09 | 2014-04-07 | 2014-05-29 | 19532 | 534.6 | EPCON SOLAR
RUNSE-RPV_81476 | 86406 | PV (Photovoltaic) | 2.2 | 3850 | Residential | UFI | 3 - Installed | 2014-05-21 09:26 | 2013-10-14 | 2014-05-29 | 24200 | 220 | HYBRID SOLAR
RUNSE-RPV_80913 | 86404 | PV (Photovoltaic) | 11.772 | 20601 | Residential | UFI | 3 - Installed | 2014-04-02 14:12 | 2014-04-02 | 2014-05-30 | 48960 | 1152 | ESMAY ELECTRIC INC
RUNSE-RPV_81285 | 86401 | PV (Photovoltaic) | 5 | 8312.5 | Residential | UFI | 3 - Installed | 2014-05-08 12:23 | 2014-05-08 | 2014-06-02 | 29950 | 475 | SUNQUEST SOLAR INC
RUNSE-RPV_80899 | 86403 | PV (Photovoltaic) | 7.92 | 13860 | Residential | UFI | 3 - Installed | 2014-03-31 10:30 | 2014-03-31 | 2014-06-04 | 29741 | 792 | EPCON SOLAR
RUNSE-RPV_81035 | 86404 | PV (Photovoltaic) | 8.28 | 14490 | Residential | UFI | 3 - Installed | 2014-04-16 13:55 | 2014-04-16 | 2014-06-04 | 33871.6 | 828 | ESMAY ELECTRIC INC
RUNSE-RPV_86645 | 86406 | PV (Photovoltaic) | 8.25 | 12993.75 | Residential | UFI | 3 - Installed | 2014-07-01 10:10 | 2014-04-01 | 2014-06-04 | 26825 | 742.5 | MOHAVE SOLAR
RUNSE-RPV_80987 | 86403 | PV (Photovoltaic) | 10.648 | 18634 | Residential | UFI | 3 - Installed | 2014-04-11 09:24 | 2014-04-11 | 2014-06-05 | 40685 | 1064.8 | EPCON SOLAR
RUNSE-RPV_81025 | 86406 | PV (Photovoltaic) | 11.118 | 19457 | Residential | UFI | 3 - Installed | 2014-04-16 10:51 | 2014-04-16 | 2014-06-05 | 34242.2 | 1111.8 | ESMAY ELECTRIC INC
RUNSE-RPV_80986 | 86403 | PV (Photovoltaic) | 9.438 | 16516.5 | Residential | UFI | 3 - Installed | 2014-04-11 09:12 | 2014-04-11 | 2014-06-09 | 34675 | 943.8 | EPCON SOLAR
RUNSE-RPV_81219 | 86406 | PV (Photovoltaic) | 12.65 | 22137.5 | Residential | UFI | 3 - Installed | 2014-04-28 13:05 | 2014-04-28 | 2014-06-11 | 49967.5 | 1265 | ESMAY ELECTRIC INC
RUNSE-RPV_81307 | 86403 | PV (Photovoltaic) | 12.65 | 22138 | Residential | UFI | 3 - Installed | 2014-05-13 11:53 | 2014-05-13 | 2014-06-11 | 49702.5 | 1265 | ESMAY ELECTRIC INC
RUNSE-RPV_81244 | 86444 | PV (Photovoltaic) | 7.986 | 13976 | Residential | UFI | 3 - Installed | 2014-05-02 10:37 | 2014-05-02 | 2014-06-12 | 25029 | 798.6 | JELCO ELECTRIC LLC
RUNSE-RPV_81018 | 86406 | PV (Photovoltaic) | 13.8 | 24150 | Residential | UFI | 3 - Installed | 2014-04-15 14:43 | 2014-04-15 | 2014-06-16 | 58650 | 1380 | ESMAY ELECTRIC INC
RUNSE-RPV_81520 | 86403 | PV (Photovoltaic) | 9.81 | 17167.5 | Residential | UFI | 3 - Installed | 2014-05-27 13:59 | 2014-05-27 | 2014-06-17 | 36787.5 | 981 | ESMAY ELECTRIC INC
RUNSE-RPV_81427 | 86406 | PV (Photovoltaic) | 6.05 | 10058.12 | Residential | UFI | 3 - Installed | 2014-05-16 08:44 | 2014-05-16 | 2014-06-18 | 25700 | 574.75 | HYBRID SOLAR
RUNSE-RPV_81200 | 86403 | PV (Photovoltaic) | 6.9 | 11471.25 | Residential | UFI | 3 - Installed | 2014-04-24 11:00 | 2014-04-24 | 2014-06-19 | 30015 | 655.5 | ESMAY ELECTRIC INC
RUNSE-RPV_80605 | 86403 | PV (Photovoltaic) | 13.08 | 22890 | Residential | UFI | 3 - Installed | 2014-02-11 09:16 | 2014-02-11 | 2014-06-20 | 58393.6 | 1308 | ESMAY ELECTRIC INC
RUNSE-RPV_80985 | 86401 | PV (Photovoltaic) | 2.916 | 5103 | Residential | UFI | 3 - Installed | 2014-04-11 09:03 | 2014-04-11 | 2014-06-20 | 10256 | 291.6 | EPCON SOLAR
RUNSE-RPV_83144 | 86403 | PV (Photovoltaic) | 5.232 | 9156 | Residential | UFI | 3 - Installed | 2014-05-29 13:57 | 2014-05-29 | 2014-06-20 | 28251 | 523.2 | ESMAY ELECTRIC INC
RUNSE-RPV_80984 | 86403 | PV (Photovoltaic) | 10.88 | 19040 | Residential | UFI | 3 - Installed | 2014-04-11 08:45 | 2014-04-11 | 2014-06-23 | 42704 | 1088 | ESMAY ELECTRIC INC
RUNSE-RPV_81271 | 86406 | PV (Photovoltaic) | 10.12 | 17710 | Residential | UFI | 3 - Installed | 2014-05-07 10:57 | 2014-05-07 | 2014-06-25 | 42504 | 1012 | ESMAY ELECTRIC INC
RUNSE-RPV_81414 | 86404 | PV (Photovoltaic) | 5.06 | 8855 | Residential | UFI | 3 - Installed | 2014-05-14 14:53 | 2014-05-14 | 2014-06-27 | 17480 | 506 | ESMAY ELECTRIC INC
RUNSE-RPV_81449 | 86429 | PV (Photovoltaic) | 6.5 | 11375 | Residential | UFI | 3 - Installed | 2014-05-19 13:50 | 2014-05-19 | 2014-06-27 | 38950 | 650 | GWGS LLC
RUNSE-RPV_81486 | 86429 | PV (Photovoltaic) | 9.18 | 16065 | Residential | UFI | 3 - Installed | 2014-05-22 08:55 | 2014-05-22 | 2014-06-27 | 26200 | 918 | ELECTRIC PLUS INC
RUNSE-RPV_106338 | 86429 | PV (Photovoltaic) | 1 | 1750 | Residential | Non-Incentive | 3 - Installed | 2015-03-19 13:53 | 2015-03-19 | 2014-06-27 | 6120 | 0 | SUNQUEST SOLAR INC
RUNSE-RPV_83201 | 86413 | PV (Photovoltaic) | 2.16 | 3780 | Residential | UFI | 3 - Installed | 2014-06-04 09:56 | 2014-06-04 | 2014-06-30 | 9020 | 216 | TRI STATE SOLAR AND WIND CORP
RUNSE-RPV_81497 | 86413 | PV (Photovoltaic) | 3.5 | 6125 | Residential | UFI | 3 - Installed | 2014-05-22 13:25 | 2014-05-22 | 2014-07-01 | 23950 | 350 | SUNQUEST SOLAR INC
RUNSE-RPV_81446 | 86403 | PV (Photovoltaic) | 14.4 | 25200 | Residential | UFI | 3 - Installed | 2014-05-19 13:27 | 2014-05-19 | 2014-07-03 | 56246.4 | 1440 | ESMAY ELECTRIC INC
RUNSE-RPV_81491 | 86413 | PV (Photovoltaic) | 9.87 | 17273 | Residential | UFI | 3 - Installed | 2014-05-22 12:09 | 2014-05-22 | 2014-07-07 | 15000 | 987 | E & R ELECTRIC INC
RUNSE-RPV_83139 | 86404 | PV (Photovoltaic) | 7.848 | 13734 | Residential | UFI | 3 - Installed | 2014-05-29 08:32 | 2014-05-29 | 2014-07-07 | 26392 | 784.8 | ESMAY ELECTRIC INC
RUNSE-RPV_83142 | 86438 | PV (Photovoltaic) | 13.08 | 22890 | Residential | UFI | 3 - Installed | 2014-05-29 11:59 | 2014-05-29 | 2014-07-07 | 42624.8 | 1123.2 | ESMAY ELECTRIC INC
RUNSE-RPV_81309 | 86403 | PV (Photovoltaic) | 5 | 8750 | Residential | UFI | 3 - Installed | 2014-05-13 13:42 | 2014-05-13 | 2014-07-08 | 30700 | 500 | SUNHARVEST SOLAR AND ELECTRICAL LLC
RUNSE-RPV_81037 | 86403 | PV (Photovoltaic) | 3.5 | 6125 | Residential | UFI | 3 - Installed | 2014-04-16 14:03 | 2014-04-16 | 2014-07-09 | 26950 | 350 | SUNHARVEST SOLAR AND ELECTRICAL LLC
RUNSE-RPV_81245 | 86406 | PV (Photovoltaic) | 11.772 | 20601 | Residential | UFI | 3 - Installed | 2014-05-02 13:51 | 2014-05-02 | 2014-07-11 | 44537.4 | 1177.2 | ESMAY ELECTRIC INC
RUNSE-RPV_80639 | 86409 | PV (Photovoltaic) | 7.986 | 12577.95 | Residential | UFI | 3 - Installed | 2014-02-17 09:36 | 2014-02-17 | 2014-07-14 | 29355 | 718.74 | EPCON SOLAR
RUNSE-RPV_86752 | 86426 | PV (Photovoltaic) | 3.5 | 6125 | Residential | Non-Incentive | 3 - Installed | 2014-07-09 14:56 | 2014-07-09 | 2014-07-14 | 29450 | 0 | SUNHARVEST SOLAR
RUNSE-RPV_81423 | 86403 | PV (Photovoltaic) | 6.9 | 12075 | Residential | UFI | 3 - Installed | 2014-05-15 13:04 | 2014-05-15 | 2014-07-15 | 27255 | 690 | ESMAY ELECTRIC INC
RUNSE-RPV_86914 | 86409 | PV (Photovoltaic) | 6.867 | 12017.25 | Residential | UFI | 3 - Installed | 2014-07-29 13:15 | 2014-05-28 | 2014-07-17 | 25064.55 | 686.7 | ESMAY ELECTRIC INC
RUNSE-RPV_86871 | 86445 | PV (Photovoltaic) | 6.72 | 11760 | Residential | Non-Incentive | 3 - Installed | 2014-07-22 10:18 | 2014-07-22 | 2014-07-22 | 14500 | 0 | SELF INSTALL
RUNSE-RPV_81420 | 86406 | PV (Photovoltaic) | 9 | 15750 | Residential | Non-Incentive | 3 - Installed | 2014-05-15 10:48 | 2014-05-15 | 2014-07-23 | 22500 | 0 | AAA ELECTRIC, INC
RUNSE-RPV_84195 | 86406 | PV (Photovoltaic) | 11.772 | 20601 | Residential | Non-Incentive | 3 - Installed | 2014-06-06 12:16 | 2014-06-06 | 2014-07-23 | 44145 | 0 | ESMAY ELECTRIC INC
RUNSE-RPV_90777 | 86403 | PV (Photovoltaic) | 14.49 | 25358 | Residential | UFI | 3 - Installed | 2014-08-12 10:40 | 2014-05-13 | 2014-07-23 | 62307 | 1449 | ESMAY ELECTRIC INC
RUNSE-RPV_84176 | 86403 | PV (Photovoltaic) | 3.84 | 6720 | Residential | Non-Incentive | 3 - Installed | 2014-06-06 10:41 | 2014-06-06 | 2014-07-24 | 29583.42 | 0 | ESMAY ELECTRIC INC
RUNSE-RPV_83149 | 86403 | PV (Photovoltaic) | 6.21 | 10867.5 | Residential | UFI | 3 - Installed | 2014-05-30 12:30 | 2014-05-30 | 2014-07-28 | 28131.3 | 621 | ESMAY ELECTRIC INC
RUNSE-RPV_81436 | 86404 | PV (Photovoltaic) | 5.06 | 8855 | Residential | UFI | 3 - Installed | 2014-05-19 09:25 | 2014-05-19 | 2014-07-29 | 19987 | 506 | ESMAY ELECTRIC INC
RUNSE-RPV_84177 | 86403 | PV (Photovoltaic) | 9.81 | 17167.5 | Residential | Non-Incentive | 3 - Installed | 2014-06-06 10:48 | 2014-06-06 | 2014-07-29 | 36787.5 | 0 | ESMAY ELECTRIC INC
RUNSE-RPV_86653 | 86409 | PV (Photovoltaic) | 6.867 | 12017.25 | Residential | Non-Incentive | 3 - Installed | 2014-07-02 15:52 | 2014-07-02 | 2014-07-29 | 24721.2 | 0 | ESMAY ELECTRIC INC
RUNSE-RPV_83131 | 86406 | PV (Photovoltaic) | 5.886 | 10300.5 | Residential | UFI | 3 - Installed | 2014-05-28 12:42 | 2014-05-28 | 2014-07-31 | 22072.5 | 588.6 | ESMAY ELECTRIC INC
RUNSE-RPV_80932 | 86409 | PV (Photovoltaic) | 3.146 | 5230.22 | Residential | UFI | 3 - Installed | 2014-04-03 14:39 | 2014-04-03 | 2014-08-01 | 11339 | 298.87 | EPCON SOLAR
RUNSE-RPV_83157 | 86404 | PV (Photovoltaic) | 11.118 | 18483.68 | Residential | UFI | 3 - Installed | 2014-06-02 09:25 | 2014-06-02 | 2014-08-04 | 41692.5 | 1056.21 | ESMAY ELECTRIC INC
RUNSE-RPV_83113 | 86401 | PV (Photovoltaic) | 5.886 | 10300.5 | Residential | UFI | 3 - Installed | 2014-05-28 09:38 | 2014-05-28 | 2014-08-06 | 21189.6 | 588.6 | ESMAY ELECTRIC INC
RUNSE-RPV_84430 | 85648 | PV (Photovoltaic) | 6.72 | 11172 | Residential | Non-Incentive | 3 - Installed | 2014-06-26 07:59 | 2014-06-26 | 2014-08-06 | 21318 | 0 | NET ZERO SOLAR LLC
RUNSE-RPV_84322 | 86404 | PV (Photovoltaic) | 9.2 | 16100 | Residential | Non-Incentive | 3 - Installed | 2014-06-11 15:38 | 2014-06-11 | 2014-08-08 | 34960 | 0 | ESMAY ELECTRIC INC
RUNSE-RPV_81521 | 86404 | PV (Photovoltaic) | 7.848 | 13047.3 | Residential | UFI | 3 - Installed | 2014-05-27 14:09 | 2014-05-27 | 2014-08-12 | 29430 | 745.56 | ESMAY ELECTRIC INC
RUNSE-RPV_81522 | 86403 | PV (Photovoltaic) | 11.772 | 20601 | Residential | UFI | 3 - Installed | 2014-05-27 14:16 | 2014-05-27 | 2014-08-12 | 45322.2 | 1177.2 | ESMAY ELECTRIC INC
RUNSE-RPV_84321 | 86406 | PV (Photovoltaic) | 9.2 | 16100 | Residential | Non-Incentive | 3 - Installed | 2014-06-11 15:12 | 2014-06-11 | 2014-08-13 | 34500 | 0 | ESMAY ELECTRIC INC
RUNSE-RPV_84372 | 86406 | PV (Photovoltaic) | 7.59 | 13282.5 | Residential | Non-Incentive | 3 - Installed | 2014-06-17 16:02 | 2014-06-17 | 2014-08-13 | 32864.7 | 0 | ESMAY ELECTRIC INC
RUNSE-RPV_83151 | 86406 | PV (Photovoltaic) | 7.848 | 13734 | Residential | UFI | 3 - Installed | 2014-05-30 12:47 | 2014-05-30 | 2014-08-15 | 29430 | 784.8 | ESMAY ELECTRIC INC
RUNSE-RPV_84200 | 86406 | PV (Photovoltaic) | 5.232 | 9156 | Residential | Non-Incentive | 3 - Installed | 2014-06-06 12:46 | 2014-06-06 | 2014-08-18 | 19135.2 | 0 | ESMAY ELECTRIC INC
RUNSE-RPV_86793 | 86403 | PV (Photovoltaic) | 12.42 | 21735 | Residential | Non-Incentive | 3 - Installed | 2014-07-15 13:51 | 2014-07-15 | 2014-08-19 | 46575 | 0 | ESMAY ELECTRIC INC
RUNSE-RPV_86876 | 86406 | PV (Photovoltaic) | 6.875 | 12031.25 | Residential | Non-Incentive | 3 - Installed | 2014-07-23 10:12 | 2014-07-23 | 2014-08-19 | 26500 | 0 | HYBRID SOLAR
RUNSE-RPV_84191 | 85648 | PV (Photovoltaic) | 4 | 7000 | Residential | Non-Incentive | 3 - Installed | 2014-06-06 11:53 | 2014-06-06 | 2014-08-21 | 18500 | 0 | EXPERT SOLAR SYSTEMS
RUNSE-RPV_90652 | 85648 | PV (Photovoltaic) | 5.5 | 9625 | Residential | Non-Incentive | 3 - Installed | 2014-08-06 16:42 | 2014-08-18 | 2014-08-21 | 31460 | 0 | SOLARCITY CORPORATION
RUNSE-RPV_90653 | 86409 | PV (Photovoltaic) | 4.59 | 8032.5 | Residential | Non-Incentive | 3 - Installed | 2014-08-07 07:53 | 2014-08-06 | 2014-08-22 | 12992 | 0 | SUNQUEST SOLAR INC
RUNSE-RPV_90774 | 86403 | PV (Photovoltaic) | 10.5 | 17456.25 | Residential | Non-Incentive | 3 - Installed | 2014-08-12 10:32 | 2014-08-13 | 2014-08-22 | 36750 | 0 | GREEN LIGHT SOLAR
RUNSE-RPV_86869 | 86406 | PV (Photovoltaic) | 19.32 | 33810 | Residential | Non-Incentive | 3 - Installed | 2014-07-21 15:26 | 2014-07-21 | 2014-08-26 | 83076 | 0 | ESMAY ELECTRIC INC
RUNSE-RPV_83205 | 86406 | PV (Photovoltaic) | 18 | 31500 | Residential | UFI | 3 - Installed | 2014-06-04 10:33 | 2014-06-04 | 2014-08-27 | 90337 | 2007.5 | HYBRID SOLAR
RUNSE-RPV_86788 | 85646 | PV (Photovoltaic) | 13 | 22750 | Residential | Non-Incentive | 3 - Installed | 2014-07-15 11:38 | 2014-07-15 | 2014-08-28 | 53044 | 0 | SOUTHWESTERN SOLAR
RUNSE-RPV_91915 | 86413 | PV (Photovoltaic) | 4.9 | 8575 | Residential | Non-Incentive | 3 - Installed | 2014-08-26 09:31 | 2014-08-26 | 2014-09-02 | 13572 | 0 | SALMONSEN CONSTRUCTION CORP
RUNSE-RPV_84193 | 86404 | PV (Photovoltaic) | 8.502 | 14878.5 | Residential | Non-Incentive | 3 - Installed | 2014-06-06 12:10 | 2014-06-06 | 2014-09-03 | 32307.6 | 0 | ESMAY ELECTRIC INC
RUNSE-RPV_84197 | 86406 | PV (Photovoltaic) | 13.08 | 22890 | Residential | Non-Incentive | 3 - Installed | 2014-06-06 12:23 | 2014-06-06 | 2014-09-03 | 50358 | 0 | ESMAY ELECTRIC INC
RUNSE-RPV_84301 | 86403 | PV (Photovoltaic) | 14.715 | 25751 | Residential | Non-Incentive | 3 - Installed | 2014-06-09 15:24 | 2014-06-09 | 2014-09-03 | 56652.75 | 0 | ESMAY ELECTRIC INC
RUNSE-RPV_84356 | 86404 | PV (Photovoltaic) | 6.867 | 11416.39 | Residential | Non-Incentive | 3 - Installed | 2014-06-16 15:52 | 2014-06-16 | 2014-09-03 | 25407.9 | 0 | ESMAY ELECTRIC INC
RUNSE-RPV_84340 | 86441 | PV (Photovoltaic) | 4.5 | 7875 | Residential | Non-Incentive | 3 - Installed | 2014-06-13 14:04 | 2014-06-13 | 2014-09-04 | 17964 | 0 | SALMONSEN CONSTRUCTION CORP
RUNSE-RPV_86892 | 86404 | PV (Photovoltaic) | 3.5 | 6125 | Residential | Non-Incentive | 3 - Installed | 2014-07-24 14:02 | 2014-07-24 | 2014-09-04 | 23950 | 0 | SUNHARVEST SOLAR AND ELECTRICAL LLC
RUNSE-RPV_86912 | 86443 | PV (Photovoltaic) | 4 | 6650 | Residential | Non-Incentive | 3 - Installed | 2014-07-29 10:13 | 2014-07-29 | 2014-09-04 | 25950 | 0 | SUNHARVEST SOLAR AND ELECTRICAL LLC
RUNSE-RPV_81065 | 85648 | PV (Photovoltaic) | 4.5 | 7875 | Residential | UFI | 3 - Installed | 2014-04-21 08:58 | 2014-04-21 | 2014-09-08 | 19800 | 450 | SOLARCITY CORPORATION
RUNSE-RPV_86753 | 86406 | PV (Photovoltaic) | 13.08 | 21745.5 | Residential | Non-Incentive | 3 - Installed | 2014-07-09 15:52 | 2014-07-09 | 2014-09-08 | 51072 | 0 | ESMAY ELECTRIC INC
RUNSE-RPV_86915 | 86406 | PV (Photovoltaic) | 10.35 | 18113 | Residential | Non-Incentive | 3 - Installed | 2014-07-30 10:30 | 2014-07-30 | 2014-09-09 | 41830 | 0 | ESMAY ELECTRIC INC
RUNSE-RPV_84427 | 86406 | PV (Photovoltaic) | 7.848 | 13047.3 | Residential | Non-Incentive | 3 - Installed | 2014-06-23 14:48 | 2014-06-23 | 2014-09-11 | 28645.2 | 0 | ESMAY ELECTRIC INC
RUNSE-RPV_90483 | 86413 | PV (Photovoltaic) | 5 | 8750 | Residential | Non-Incentive | 3 - Installed | 2014-07-30 15:52 | 2014-07-31 | 2014-09-17 | 29980 | 0 | SUNHARVEST SOLAR AND ELECTRICAL LLC
RUNSE-RPV_86651 | 86406 | PV (Photovoltaic) | 18.312 | 28841.4 | Residential | Non-Incentive | 3 - Installed | 2014-07-02 14:23 | 2014-07-02 | 2014-09-18 | 71050.56 | 0 | ESMAY ELECTRIC INC
RUNSE-RPV_86652 | 86406 | PV (Photovoltaic) | 11.118 | 18483.68 | Residential | Non-Incentive | 3 - Installed | 2014-07-02 14:36 | 2014-07-02 | 2014-09-18 | 41914.86 | 0 | ESMAY ELECTRIC INC
RUNSE-RPV_91914 | 86401 | PV (Photovoltaic) | 3.5 | 5818.75 | Residential | Non-Incentive | 3 - Installed | 2014-08-26 09:05 | 2014-08-26 | 2014-09-19 | 22752 | 0 | SUNHARVEST SOLAR AND ELECTRICAL LLC
RUNSE-RPV_95267 | 86406 | PV (Photovoltaic) | 7 | 11025 | Residential | Non-Incentive | 3 - Installed | 2014-09-17 14:05 | 2014-09-17 | 2014-09-19 | 38655 | 0 | SUNHARVEST SOLAR AND ELECTRICAL LLC
RUNSE-RPV_91863 | 86401 | PV (Photovoltaic) | 2 | 2975 | Residential | Non-Incentive | 3 - Installed | 2014-08-13 10:57 | 2014-08-13 | 2014-09-24 | 17950 | 0 | SUNHARVEST SOLAR AND ELECTRICAL LLC
RUNSE-RPV_91893 | 86413 | PV (Photovoltaic) | 5 | 8312.5 | Residential | Non-Incentive | 3 - Installed | 2014-08-15 11:20 | 2014-08-15 | 2014-09-26 | 29950 | 0 | SUNHARVEST SOLAR AND ELECTRICAL LLC
RUNSE-RPV_86642 | 86404 | PV (Photovoltaic) | 11.52 | 19152 | Residential | Non-Incentive | 3 - Installed | 2014-06-30 14:32 | 2014-06-30 | 2014-09-29 | 48960 | 0 | ESMAY ELECTRIC INC
RUNSE-RPV_86808 | 86403 | PV (Photovoltaic) | 9.156 | 16023 | Residential | Non-Incentive | 3 - Installed | 2014-07-16 08:18 | 2014-07-16 | 2014-09-29 | 34335 | 0 | ESMAY ELECTRIC INC
RUNSE-RPV_86811 | 86406 | PV (Photovoltaic) | 7.848 | 13734 | Residential | Non-Incentive | 3 - Installed | 2014-07-16 08:58 | 2014-07-16 | 2014-09-29 | 29586.96 | 0 | ESMAY ELECTRIC INC
RUNSE-RPV_94973 | 86404 | PV (Photovoltaic) | 4.125 | 7218.75 | Residential | Non-Incentive | 3 - Installed | 2014-09-08 09:54 | 2014-09-08 | 2014-09-29 | 15881 | 0 | HYBRID SOLAR
RUNSE-RPV_84431 | 86403 | PV (Photovoltaic) | 9.81 | 17167.5 | Residential | Non-Incentive | 3 - Installed | 2014-06-26 08:21 | 2014-06-26 | 2014-10-02 | 36493.2 | 0 | ESMAY ELECTRIC INC
RUNSE-RPV_91912 | 86404 | PV (Photovoltaic) | 5 | 8312.5 | Residential | Non-Incentive | 3 - Installed | 2014-08-25 10:52 | 2014-08-25 | 2014-10-02 | 29950 | 0 | SUNHARVEST SOLAR AND ELECTRICAL LLC
RUNSE-RPV_91920 | 86406 | PV (Photovoltaic) | 3.5 | 5206.25 | Residential | Non-Incentive | 3 - Installed | 2014-08-26 15:51 | 2014-08-26 | 2014-10-02 | 23630 | 0 | SUNHARVEST SOLAR AND ELECTRICAL LLC
RUNSE-RPV_95144 | 86403 | PV (Photovoltaic) | 9.625 | 16843.75 | Residential | Non-Incentive | 3 - Installed | 2014-09-12 11:52 | 2014-09-12 | 2014-10-02 | 40000 | 0 | HYBRID SOLAR
RUNSE-RPV_95285 | 86403 | PV (Photovoltaic) | 2.475 | 4331.25 | Residential | Non-Incentive | 3 - Installed | 2014-09-18 16:19 | 2014-09-18 | 2014-10-02 | 10000 | 0 | HYBRID SOLAR
RUNSE-RPV_95359 | 86409 | PV (Photovoltaic) | 6 | 10500 | Residential | Non-Incentive | 3 - Installed | 2014-09-22 16:15 | 2014-09-22 | 2014-10-02 | 21500 | 0 | SALMONSEN CONSTRUCTION CORP
RUNSE-RPV_90643 | 86404 | PV (Photovoltaic) | 8.96 | 15680 | Residential | Non-Incentive | 3 - Installed | 2014-08-06 10:46 | 2014-08-06 | 2014-10-03 | 35392 | 0 | ESMAY ELECTRIC INC
RUNSE-RPV_91955 | 85648 | PV (Photovoltaic) | 3.06 | 5355 | Residential | Non-Incentive | 3 - Installed | 2014-09-03 12:25 | 2014-09-08 | 2014-10-03 | 8400 | 0 | SELF INSTALLED
RUNSE-RPV_80914 | 86413 | PV (Photovoltaic) | 5.9 | 10325 | Residential | UFI | 3 - Installed | 2014-04-02 14:21 | 2014-04-02 | 2014-10-13 | 15000 | 560 | PLATINUM ELECTRIC INC
RUNSE-RPV_86643 | 86409 | PV (Photovoltaic) | 3.06 | 5087.25 | Residential | Non-Incentive | 3 - Installed | 2014-07-01 09:52 | 2014-07-01 | 2014-10-13 | 21940 | 0 | AMERICAN WAY ELECTRIC
RUNSE-RPV_83204 | 86404 | PV (Photovoltaic) | 14.4 | 23940 | Residential | UFI | 3 - Installed | 2014-06-04 10:28 | 2014-06-04 | 2014-10-14 | 100375 | 1368 | TRI STATE SOLAR AND WIND CORP
RUNSE-RPV_91921 | 86406 | PV (Photovoltaic) | 5 | 8750 | Residential | Non-Incentive | 3 - Installed | 2014-08-27 09:24 | 2014-08-27 | 2014-10-15 | 33100 | 0 | SUNHARVEST SOLAR AND ELECTRICAL LLC
RUNSE-RPV_91922 | 86406 | PV (Photovoltaic) | 7.848 | 13734 | Residential | Non-Incentive | 3 - Installed | 2014-08-27 09:55 | 2014-08-27 | 2014-10-20 | 31022.4 | 0 | ESMAY ELECTRIC INC
RUNSE-RPV_84420 | 86404 | PV (Photovoltaic) | 8.73 | 14513.62 | Residential | Non-Incentive | 3 - Installed | 2014-06-20 08:51 | 2014-06-20 | 2014-10-21 | 26190 | 0 | JELCO ELECTRIC LLC
RUNSE-RPV_86866 | 86409 | PV (Photovoltaic) | 6.54 | 9728.25 | Residential | Non-Incentive | 3 - Installed | 2014-07-21 14:33 | 2014-07-21 | 2014-10-23 | 0 | 0 | STREAMLINE SOLAR POWER SYSTEMS LLC
RUNSE-RPV_95283 | 86403 | PV (Photovoltaic) | 7.36 | 12236 | Residential | Non-Incentive | 3 - Installed | 2014-09-18 11:33 | 2014-09-18 | 2014-10-23 | 8758 | 0 | SOLAR SERVICE CENTER
RUNSE-RPV_94972 | 86426 | PV (Photovoltaic) | 3.5 | 6125 | Residential | Non-Incentive | 3 - Installed | 2014-09-05 13:33 | 2014-09-05 | 2014-10-24 | 24500 | 0 | SUNHARVEST SOLAR AND ELECTRICAL LLC
RUNSE-RPV_95068 | 86403 | PV (Photovoltaic) | 3.924 | 6867 | Residential | Non-Incentive | 3 - Installed | 2014-09-10 11:55 | 2014-09-10 | 2014-10-24 | 16880 | 0 | ESMAY ELECTRIC INC
RUNSE-RPV_99047 | 85621 | PV (Photovoltaic) | 6.12 | 10710 | Residential | Non-Incentive | 3 - Installed | 2014-10-16 12:24 | 2014-10-24 | 2014-10-27 | 33000 | 0 | SOLARCITY CORPORATION
RUNSE-RPV_99107 | 85648 | PV (Photovoltaic) | 4.5 | 7875 | Residential | Non-Incentive | 3 - Installed | 2014-10-21 13:28 | 2014-10-24 | 2014-10-27 | 30000 | 0 | SOLARCITY CORPORATION
RUNSE-RPV_95336 | 86403 | PV (Photovoltaic) | 11.772 | 20601 | Residential | Non-Incentive | 3 - Installed | 2014-09-19 15:30 | 2014-09-19 | 2014-10-28 | 49442.4 | 0 | ESMAY ELECTRIC INC
RUNSE-RPV_90642 | 86413 | PV (Photovoltaic) | 9.9 | 16458.75 | Residential | Non-Incentive | 3 - Installed | 2014-08-06 10:13 | 2014-08-15 | 2014-10-29 | 30700 | 0 | Electric Plus, Inc.
RUNSE-RPV_90763 | 86406 | PV (Photovoltaic) | 8.25 | 14437.5 | Residential | Non-Incentive | 3 - Installed | 2014-08-11 16:52 | 2014-08-18 | 2014-10-29 | 25141.17 | 0 | AMERICAN SOLAR ELECTRIC
RUNSE-RPV_95065 | 86406 | PV (Photovoltaic) | 10.464 | 18312 | Residential | Non-Incentive | 3 - Installed | 2014-09-10 10:48 | 2014-09-10 | 2014-10-31 | 39763.2 | 0 | ESMAY ELECTRIC INC
RUNSE-RPV_91902 | 85648 | PV (Photovoltaic) | 8.925 | 15618.75 | Residential | Non-Incentive | 3 - Installed | 2014-08-18 16:25 | 2014-09-03 | 2014-11-03 | 51051 | 0 | SOLARCITY CORPORATION
RUNSE-RPV_86867 | 86403 | PV (Photovoltaic) | 15.696 | 27468 | Residential | Non-Incentive | 3 - Installed | 2014-07-21 14:42 | 2014-07-21 | 2014-11-04 | 58575.2 | 0 | ESMAY ELECTRIC INC
RUNSE-RPV_86875 | 86406 | PV (Photovoltaic) | 15.696 | 27468 | Residential | Non-Incentive | 3 - Installed | 2014-07-23 07:36 | 2014-07-23 | 2014-11-04 | 60429 | 0 | ESMAY ELECTRIC INC
RUNSE-RPV_86878 | 86404 | PV (Photovoltaic) | 6.867 | 12017.25 | Residential | Non-Incentive | 3 - Installed | 2014-07-23 15:44 | 2014-07-23 | 2014-11-04 | 25021.2 | 0 | ESMAY ELECTRIC INC
RUNSE-RPV_90647 | 86403 | PV (Photovoltaic) | 14.715 | 25751.25 | Residential | Non-Incentive | 3 - Installed | 2014-08-06 13:25 | 2014-08-06 | 2014-11-04 | 57852.75 | 0 | ESMAY ELECTRIC INC
RUNSE-RPV_90648 | 86403 | PV (Photovoltaic) | 7.848 | 13734 | Residential | Non-Incentive | 3 - Installed | 2014-08-06 14:52 | 2014-08-06 | 2014-11-04 | 30630 | 0 | ESMAY ELECTRIC INC
RUNSE-RPV_90705 | 86404 | PV (Photovoltaic) | 5.232 | 9156 | Residential | Non-Incentive | 3 - Installed | 2014-08-11 08:44 | 2014-08-11 | 2014-11-04 | 18835.2 | 0 | ESMAY ELECTRIC INC
RUNSE-RPV_91860 | 86403 | PV (Photovoltaic) | 9.81 | 17167.5 | Residential | Non-Incentive | 3 - Installed | 2014-08-13 10:11 | 2014-08-13 | 2014-11-04 | 37768.5 | 0 | ESMAY ELECTRIC INC
RUNSE-RPV_84428 | 86406 | PV (Photovoltaic) | 6.867 | 12017.25 | Residential | Non-Incentive | 3 - Installed | 2014-06-23 15:01 | 2014-06-23 | 2014-11-05 | 24721.2 | 0 | ESMAY ELECTRIC INC
RUNSE-RPV_86868 | 86403 | PV (Photovoltaic) | 10.464 | 18312 | Residential | Non-Incentive | 3 - Installed | 2014-07-21 15:18 | 2014-07-21 | 2014-11-05 | 40363.2 | 0 | ESMAY ELECTRIC INC
RUNSE-RPV_95182 | 86406 | PV (Photovoltaic) | 8.502 | 14879 | Residential | Non-Incentive | 3 - Installed | 2014-09-15 13:38 | 2014-09-15 | 2014-11-05 | 34433.1 | 0 | ESMAY ELECTRIC INC
RUNSE-RPV_86901 | 86404 | PV (Photovoltaic) | 8.502 | 14878.5 | Residential | Non-Incentive | 3 - Installed | 2014-07-25 15:08 | 2014-07-25 | 2014-11-06 | 32732.7 | 0 | ESMAY ELECTRIC INC
RUNSE-RPV_86902 | 86404 | PV (Photovoltaic) | 6.867 | 12017.25 | Residential | Non-Incentive | 3 - Installed | 2014-07-25 15:17 | 2014-07-25 | 2014-11-06 | 26437.94 | 0 | ESMAY ELECTRIC INC
RUNSE-RPV_91859 | 85648 | PV (Photovoltaic) | 9.69 | 16957.5 | Residential | Non-Incentive | 3 - Installed | 2014-08-13 10:05 | 2014-08-14 | 2014-11-06 | 56971.2 | 0 | SolarCity
RUNSE-RPV_95335 | 86404 | PV (Photovoltaic) | 14.388 | 25179 | Residential | Non-Incentive | 3 - Installed | 2014-09-19 15:08 | 2014-09-19 | 2014-11-07 | 60679.6 | 0 | ESMAY ELECTRIC INC
RUNSE-RPV_98858 | 86406 | PV (Photovoltaic) | 11.772 | 20601 | Residential | Non-Incentive | 3 - Installed | 2014-10-03 15:47 | 2014-10-03 | 2014-11-07 | 48853.8 | 0 | ESMAY ELECTRIC INC
RUNSE-RPV_98859 | 85648 | PV (Photovoltaic) | 1.11 | 1942.5 | Residential | Non-Incentive | 3 - Installed | 2014-10-06 15:54 | 2014-10-06 | 2014-11-12 | 14833.6 | 0 | SOLAR STORE LLC
RUNSE-RPV_95126 | 86429 | PV (Photovoltaic) | 3 | 5250 | Residential | Non-Incentive | 3 - Installed | 2014-09-11 13:25 | 2014-09-11 | 2014-11-14 | 22500 | 0 | SUNHARVEST SOLAR AND ELECTRICAL LLC
RUNSE-RPV_90674 | 85648 | PV (Photovoltaic) | 4.335 | 7586.25 | Residential | Non-Incentive | 3 - Installed | 2014-08-07 13:30 | 2014-08-13 | 2014-11-17 | 31460 | 0 | SolarCity
RUNSE-RPV_95337 | 86401 | PV (Photovoltaic) | 9.483 | 16595.25 | Residential | Non-Incentive | 3 - Installed | 2014-09-19 15:54 | 2014-09-19 | 2014-11-18 | 40302.75 | 0 | ESMAY ELECTRIC INC
RUNSE-RPV_86801 | 86406 | PV (Photovoltaic) | 10.464 | 15565.2 | Residential | Non-Incentive | 3 - Installed | 2014-07-15 15:30 | 2014-07-15 | 2014-11-19 | 0 | 0 | STREAMLINE SOLAR POWER SYSTEMS LLC
RUNSE-RPV_86863 | 86403 | PV (Photovoltaic) | 12.099 | 17997.2625 | Residential | Non-Incentive | 3 - Installed | 2014-07-21 14:06 | 2014-07-21 | 2014-11-19 | 0 | 0 | STREAMLINE SOLAR POWER SYSTEMS LLC
RUNSE-RPV_95282 | 86406 | PV (Photovoltaic) | 11.118 | 19456.5 | Residential | Non-Incentive | 3 - Installed | 2014-09-18 11:01 | 2014-09-18 | 2014-11-19 | 44909 | 0 | ESMAY ELECTRIC INC
RUNSE-RPV_98920 | 86406 | PV (Photovoltaic) | 9.81 | 17167.5 | Residential | Non-Incentive | 3 - Installed | 2014-10-10 10:04 | 2014-10-10 | 2014-11-19 | 39150 | 0 | ESMAY ELECTRIC INC
RUNSE-RPV_99042 | 85648 | PV (Photovoltaic) | 9.25 | 16187.5 | Residential | Non-Incentive | 3 - Installed | 2014-10-16 11:12 | 2014-10-24 | 2014-11-19 | 40700 | 0 | SOLARCITY CORPORATION
RUNSE-RPV_95334 | 86406 | PV (Photovoltaic) | 6 | 9975 | Residential | Non-Incentive | 3 - Installed | 2014-09-19 13:38 | 2014-09-19 | 2014-11-20 | 16269 | 0 | EPCON SOLAR
RUNSE-RPV_98849 | 86404 | PV (Photovoltaic) | 13.08 | 22890 | Residential | Non-Incentive | 3 - Installed | 2014-10-02 08:59 | 2014-10-02 | 2014-11-20 | 54936 | 0 | ESMAY ELECTRIC INC
RUNSE-RPV_98918 | 86404 | PV (Photovoltaic) | 6.6 | 11550 | Residential | Non-Incentive | 3 - Installed | 2014-10-10 09:34 | 2014-10-10 | 2014-11-20 | 18480 | 0 | EPCON SOLAR
RUNSE-RPV_98993 | 86406 | PV (Photovoltaic) | 11.07 | 19372.5 | Residential | Non-Incentive | 3 - Installed | 2014-10-14 15:20 | 2014-10-24 | 2014-11-20 | 24000 | 0 | SELF-INSTALL
RUNSE-RPV_99045 | 85621 | PV (Photovoltaic) | 7.5 | 13125 | Residential | Non-Incentive | 3 - Installed | 2014-10-16 11:38 | 2014-10-24 | 2014-11-20 | 33000 | 0 | SOLARCITY CORPORATION
RUNSE-RPV_95514 | 86401 | PV (Photovoltaic) | 5 | 8750 | Residential | Non-Incentive | 3 - Installed | 2014-09-26 16:25 | 2014-09-26 | 2014-11-24 | 29950 | 0 | SUNHARVEST SOLAR AND ELECTRICAL LLC
RUNSE-RPV_101797 | 86403 | PV (Photovoltaic) | 7.975 | 13956.25 | Residential | Non-Incentive | 3 - Installed | 2014-10-31 14:01 | 2014-11-03 | 2014-11-25 | 0 | 0 | HYBRID SOLAR
RUNSE-RPV_101841 | 86406 | PV (Photovoltaic) | 9.9 | 17325 | Residential | Non-Incentive | 3 - Installed | 2014-11-04 13:07 | 2014-11-04 | 2014-11-25 | 34650 | 0 | HYBRID SOLAR
RUNSE-RPV_102034 | 85648 | PV (Photovoltaic) | 3.75 | 6562.5 | Residential | Non-Incentive | 3 - Installed | 2014-11-17 12:29 | 2014-11-19 | 2014-11-25 | 16500 | 0 | SOLARCITY CORPORATION
RUNSE-RPV_102035 | 85648 | PV (Photovoltaic) | 5.25 | 9187.5 | Residential | Non-Incentive | 3 - Installed | 2014-11-17 12:48 | 2014-11-24 | 2014-11-25 | 23100 | 0 | SOLARCITY CORPORATION
RUNSE-RPV_99157 | 85648 | PV (Photovoltaic) | 9 | 15750 | Residential | Non-Incentive | 3 - Installed | 2014-10-23 11:40 | 2014-10-31 | 2014-11-26 | 51480 | 0 | SOLARCITY CORPORATION
RUNSE-RPV_99151 | 85648 | PV (Photovoltaic) | 8.5 | 14875 | Residential | Non-Incentive | 3 - Installed | 2014-10-23 10:26 | 2014-10-28 | 2014-12-01 | 48620 | 0 | SOLARCITY CORPORATION
RUNSE-RPV_98850 | 86406 | PV (Photovoltaic) | 9.156 | 16023 | Residential | Non-Incentive | 3 - Installed | 2014-10-02 10:03 | 2014-10-02 | 2014-12-02 | 37539.6 | 0 | ESMAY ELECTRIC INC
RUNSE-RPV_98856 | 86403 | PV (Photovoltaic) | 6.867 | 12017.25 | Residential | Non-Incentive | 3 - Installed | 2014-10-03 11:41 | 2014-10-03 | 2014-12-02 | 27468 | 0 | ESMAY ELECTRIC INC
RUNSE-RPV_98860 | 86406 | PV (Photovoltaic) | 11.772 | 20601 | Residential | Non-Incentive | 3 - Installed | 2014-10-07 13:54 | 2014-10-07 | 2014-12-02 | 48853.8 | 0 | ESMAY ELECTRIC INC
RUNSE-RPV_99051 | 86406 | PV (Photovoltaic) | 12.099 | 21173.25 | Residential | Non-Incentive | 3 - Installed | 2014-10-16 14:19 | 2014-10-16 | 2014-12-02 | 50210.85 | 0 | ESMAY ELECTRIC INC
RUNSE-RPV_99173 | 86413 | PV (Photovoltaic) | 3.5 | 6125 | Residential | Non-Incentive | 3 - Installed | 2014-10-24 11:14 | 2014-10-24 | 2014-12-02 | 13073 | 0 | SALMONSEN CONSTRUCTION CORP
RUNSE-RPV_99175 | 86406 | PV (Photovoltaic) | 8.829 | 15450.75 | Residential | Non-Incentive | 3 - Installed | 2014-10-24 13:36 | 2014-10-24 | 2014-12-02 | 35757.45 | 0 | ESMAY ELECTRIC INC
RUNSE-RPV_95421 | 85648 | PV (Photovoltaic) | 9.75 | 17062.5 | Residential | Non-Incentive | 3 - Installed | 2014-09-23 17:44 | 2014-09-25 | 2014-12-03 | 28580 | 0 | SOLARCITY CORPORATION
RUNSE-RPV_102060 | 85621 | PV (Photovoltaic) | 3.25 | 5687.5 | Residential | Non-Incentive | 3 - Installed | 2014-11-18 09:49 | 2014-11-25 | 2014-12-03 | 14300 | 0 | SOLARCITY CORPORATION
RUNSE-RPV_86800 | 86406 | PV (Photovoltaic) | 8.502 | 14878.5 | Residential | Non-Incentive | 3 - Installed | 2014-07-15 15:02 | 2014-07-15 | 2014-12-04 | 0 | 0 | STREAMLINE SOLAR POWER SYSTEMS LLC
RUNSE-RPV_86807 | 86406 | PV (Photovoltaic) | 8.502 | 14134.575 | Residential | Non-Incentive | 3 - Installed | 2014-07-16 07:54 | 2014-07-16 | 2014-12-04 | 30771 | 0 | STREAMLINE SOLAR POWER SYSTEMS LLC
RUNSE-RPV_95408 | 86404 | PV (Photovoltaic) | 11.772 | 20601 | Residential | Non-Incentive | 3 - Installed | 2014-09-23 11:26 | 2014-09-23 | 2014-12-04 | 48853.8 | 0 | ESMAY ELECTRIC INC
RUNSE-RPV_95484 | 86404 | PV (Photovoltaic) | 8.502 | 14878.5 | Residential | Non-Incentive | 3 - Installed | 2014-09-25 10:35 | 2014-09-25 | 2014-12-04 | 34443.1 | 0 | ESMAY ELECTRIC INC
RUNSE-RPV_99085 | 86404 | PV (Photovoltaic) | 10.464 | 18312 | Residential | Non-Incentive | 3 - Installed | 2014-10-20 11:04 | 2014-10-20 | 2014-12-04 | 42902.4 | 0 | ESMAY ELECTRIC INC
RUNSE-RPV_101753 | 86404 | PV (Photovoltaic) | 14.715 | 25751.25 | Residential | Non-Incentive | 3 - Installed | 2014-10-28 15:43 | 2014-10-28 | 2014-12-04 | 61803 | 0 | ESMAY ELECTRIC INC
RUNSE-RPV_86803 | 86403 | PV (Photovoltaic) | 6.54 | 11445 | Residential | Non-Incentive | 3 - Installed | 2014-07-15 16:02 | 2014-07-16 | 2014-12-05 | 0 | 0 | STREAMLINE SOLAR POWER SYSTEMS LLC
RUNSE-RPV_86810 | 86403 | PV (Photovoltaic) | 13.08 | 22890 | Residential | Non-Incentive | 3 - Installed | 2014-07-16 08:46 | 2014-07-16 | 2014-12-05 | 0 | 0 | STREAMLINE SOLAR POWER SYSTEMS LLC
RUNSE-RPV_94974 | 85648 | PV (Photovoltaic) | 7.14 | 12495 | Residential | Non-Incentive | 3 - Installed | 2014-09-08 10:23 | 2014-09-09 | 2014-12-08 | 31415 | 0 | SOLARCITY CORPORATION
RUNSE-RPV_98851 | 86404 | PV (Photovoltaic) | 9.156 | 16023 | Residential | Non-Incentive | 3 - Installed | 2014-10-02 11:16 | 2014-10-02 | 2014-12-08 | 43602 | 0 | ESMAY ELECTRIC INC
RUNSE-RPV_99052 | 85648 | PV (Photovoltaic) | 8.25 | 14437.5 | Residential | Non-Incentive | 3 - Installed | 2014-10-16 14:47 | 2014-10-30 | 2014-12-08 | 36300 | 0 | SOLARCITY CORPORATION
RUNSE-RPV_99196 | 86404 | PV (Photovoltaic) | 3.24 | 5670 | Residential | Non-Incentive | 3 - Installed | 2014-10-27 09:11 | 2014-11-10 | 2014-12-08 | 10000 | 0 | HYBRID SOLAR
RUNSE-RPV_99178 | 86406 | PV (Photovoltaic) | 7.848 | 13734 | Residential | Non-Incentive | 3 - Installed | 2014-10-24 15:23 | 2014-10-24 | 2014-12-09 | 31784.4 | 0 | ESMAY ELECTRIC INC
RUNSE-RPV_91918 | 86406 | PV (Photovoltaic) | 8.415 | 14726.25 | Residential | Non-Incentive | 3 - Installed | 2014-08-26 14:54 | 2014-08-26 | 2014-12-10 | 26507.25 | 0 | STREAMLINE SOLAR POWER SYSTEMS LLC
RUNSE-RPV_98892 | 86406 | PV (Photovoltaic) | 13.08 | 22890 | Residential | Non-Incentive | 3 - Installed | 2014-10-09 11:19 | 2014-10-13 | 2014-12-10 | 49603 | 0 | STREAMLINE SOLAR POWER SYSTEMS LLC
RUNSE-RPV_101817 | 85624 | PV (Photovoltaic) | 2.24 | 3920 | Residential | Non-Incentive | 3 - Installed | 2014-11-03 13:58 | 2014-11-13 | 2014-12-10 | 9528.8 | 0 | NET ZERO SOLAR LLC
RUNSE-RPV_102245 | 85648 | PV (Photovoltaic) | 7.25 | 12687.5 | Residential | Non-Incentive | 3 - Installed | 2014-12-02 20:34 | 2014-12-09 | 2014-12-10 | 31900 | 0 | SOLARCITY CORPORATION
RUNSE-RPV_91925 | 86403 | PV (Photovoltaic) | 12.099 | 20114.5875 | Residential | Non-Incentive | 3 - Installed | 2014-08-28 14:12 | 2014-08-28 | 2014-12-11 | 43800 | 0 | STREAMLINE SOLAR POWER SYSTEMS LLC
RUNSE-RPV_91926 | 86406 | PV (Photovoltaic) | 13.08 | 21745.5 | Residential | Non-Incentive | 3 - Installed | 2014-08-28 15:48 | 2014-08-28 | 2014-12-11 | 46664 | 0 | STREAMLINE SOLAR POWER SYSTEMS LLC
RUNSE-RPV_98888 | 86403 | PV (Photovoltaic) | 7.84 | 13034 | Residential | Non-Incentive | 3 - Installed | 2014-10-09 10:06 | 2014-10-10 | 2014-12-11 | 22675 | 0 | STREAMLINE SOLAR POWER SYSTEMS LLC
RUNSE-RPV_98889 | 86445 | PV (Photovoltaic) | 3.5 | 6125 | Residential | Non-Incentive | 3 - Installed | 2014-10-09 10:35 | 2014-10-10 | 2014-12-11 | 23950 | 0 | SUNHARVEST SOLAR AND ELECTRICAL LLC
RUNSE-RPV_98890 | 86403 | PV (Photovoltaic) | 8.502 | 14134.575 | Residential | Non-Incentive | 3 - Installed | 2014-10-09 11:02 | 2014-10-13 | 2014-12-11 | 29900 | 0 | STREAMLINE SOLAR POWER SYSTEMS LLC
RUNSE-RPV_102013 | 86406 | PV (Photovoltaic) | 11.772 | 20601 | Residential | Non-Incentive | 3 - Installed | 2014-11-14 14:23 | 2014-11-14 | 2014-12-12 | 45910.8 | 0 | ESMAY ELECTRIC INC
RUNSE-RPV_102387 | 86403 | PV (Photovoltaic) | 12.65 | 21030.625 | Residential | Non-Incentive | 3 - Installed | 2014-12-11 15:20 | 2014-12-11 | 2014-12-12 | 53003.5 | 0 | ESMAY ELECTRIC INC
RUNSE-RPV_98885 | 85621 | PV (Photovoltaic) | 6.9 | 12075 | Residential | Non-Incentive | 3 - Installed | 2014-10-09 09:02 | 2014-10-16 | 2014-12-15 | 26656 | 0 | SOLAR PLUS LLC
RUNSE-RPV_99154 | 85621 | PV (Photovoltaic) | 6 | 10500 | Residential | Non-Incentive | 3 - Installed | 2014-10-23 11:04 | 2014-10-30 | 2014-12-15 | 34320 | 0 | SOLARCITY CORPORATION
RUNSE-RPV_99179 | 86403 | PV (Photovoltaic) | 5.232 | 9156 | Residential | Non-Incentive | 3 - Installed | 2014-10-24 15:32 | 2014-10-20 | 2014-12-15 | 20666.4 | 0 | ESMAY ELECTRIC INC
RUNSE-RPV_102339 | 86401 | PV (Photovoltaic) | 5.72 | 10010 | Residential | Non-Incentive | 3 - Installed | 2014-12-09 13:20 | 2014-12-09 | 2014-12-15 | 17490 | 0 | SUNQUEST SOLAR INC
RUNSE-RPV_95355 | 85648 | PV (Photovoltaic) | 9 | 15750 | Residential | Non-Incentive | 3 - Installed | 2014-09-22 15:36 | 2014-09-24 | 2014-12-16 | 51480 | 0 | SOLARCITY CORPORATION
RUNSE-RPV_102036 | 85648 | PV (Photovoltaic) | 4.5 | 7875 | Residential | Non-Incentive | 3 - Installed | 2014-11-17 13:44 | 2014-11-25 | 2014-12-16 | 19800 | 0 | SOLARCITY CORPORATION
RUNSE-RPV_102378 | 86409 | PV (Photovoltaic) | 4.578 | 7610.925 | Residential | Non-Incentive | 3 - Installed | 2014-12-11 09:16 | 2014-12-11 | 2014-12-16 | 18125.2 | 0 | ANGLE HOMES INC
RUNSE-RPV_99029 | 86406 | PV (Photovoltaic) | 20.928 | 36624 | Residential | Non-Incentive | 3 - Installed | 2014-10-15 13:21 | 2014-10-15 | 2014-12-17 | 90897 | 0 | ESMAY ELECTRIC INC
RUNSE-RPV_102379 | 86441 | PV (Photovoltaic) | 5.5 | 9625 | Residential | Non-Incentive | 3 - Installed | 2014-12-11 09:40 | 2014-12-11 | 2014-12-17 | 23500 | 0 | SALMONSEN CONSTRUCTION CORP
RUNSE-RPV_95097 | 86406 | PV (Photovoltaic) | 6 | 10500 | Residential | Non-Incentive | 3 - Installed | 2014-09-11 10:59 | 2014-09-11 | 2014-12-18 | 35990 | 0 | SUNHARVEST SOLAR AND ELECTRICAL LLC
RUNSE-RPV_98895 | 86406 | PV (Photovoltaic) | 11.118 | 17510.85 | Residential | Non-Incentive | 3 - Installed | 2014-10-09 11:54 | 2014-10-15 | 2014-12-18 | 43253 | 0 | STREAMLINE SOLAR POWER SYSTEMS LLC
RUNSE-RPV_99048 | 85648 | PV (Photovoltaic) | 8.25 | 14437.5 | Residential | Non-Incentive | 3 - Installed | 2014-10-16 13:22 | 2014-10-30 | 2014-12-18 | 35000 | 0 | SOLARCITY CORPORATION
RUNSE-RPV_99172 | 86403 | PV (Photovoltaic) | 9.156 | 16023 | Residential | Non-Incentive | 3 - Installed | 2014-10-24 11:03 | 2014-10-24 | 2014-12-18 | 37539.6 | 0 | ESMAY ELECTRIC INC
RUNSE-RPV_99199 | 86404 | PV (Photovoltaic) | 4.5 | 7875 | Residential | Non-Incentive | 3 - Installed | 2014-10-27 11:35 | 2014-10-27 | 2014-12-19 | 28600 | 0 | SUNHARVEST SOLAR AND ELECTRICAL LLC
RUNSE-RPV_91917 | 86404 | PV (Photovoltaic) | 4.8 | 8400 | Residential | Non-Incentive | 3 - Installed | 2014-08-26 10:33 | 2014-08-26 | 2014-12-22 | 13478.4 | 0 | EPCON SOLAR
RUNSE-RPV_99131 | 86403 | PV (Photovoltaic) | 4.86 | 8505 | Residential | Non-Incentive | 3 - Installed | 2014-10-22 13:38 | 2014-10-27 | 2014-12-22 | 17000 | 0 | VALLEY PRO ELECTRIC
RUNSE-RPV_99035 | 86403 | PV (Photovoltaic) | 12.099 | 20114.5875 | Residential | Non-Incentive | 3 - Installed | 2014-10-16 08:40 | 2014-10-16 | 2014-12-23 | 46371.25 | 0 | ESMAY ELECTRIC INC
RUNSE-RPV_102207 | 86406 | PV (Photovoltaic) | 5.6 | 9800 | Residential | Non-Incentive | 3 - Installed | 2014-11-25 07:52 | 2014-11-25 | 2014-12-23 | 21840 | 0 | HYBRID SOLAR
RUNSE-RPV_99171 | 86404 | PV (Photovoltaic) | 5.886 | 10300.5 | Residential | Non-Incentive | 3 - Installed | 2014-10-24 10:49 | 2014-10-24 | 2014-12-24 | 23249.7 | 0 | ESMAY ELECTRIC INC
RUNSE-RPV_99177 | 86406 | PV (Photovoltaic) | 9.2 | 16100 | Residential | Non-Incentive | 3 - Installed | 2014-10-24 14:41 | 2014-10-24 | 2014-12-24 | 35420 | 0 | ESMAY ELECTRIC INC
RUNSE-RPV_99036 | 85648 | PV (Photovoltaic) | 8.75 | 15312.5 | Residential | Non-Incentive | 3 - Installed | 2014-10-16 09:41 | 2014-10-24 | 2014-12-30 | 38500 | 0 | SOLARCITY CORPORATION
RUNSE-RPV_99153 | 85648 | PV (Photovoltaic) | 4.335 | 7586.25 | Residential | Non-Incentive | 3 - Installed | 2014-10-23 10:54 | 2014-10-30 | 2014-12-30 | 24767 | 0 | SOLARCITY CORPORATION
RUNSE-RPV_105067 | 86406 | PV (Photovoltaic) | 12.16 | 21280 | Residential | Non-Incentive | 3 - Installed | 2014-12-22 12:12 | 2014-12-22 | 2014-12-30 | 18835.2 | 0 | ESMAY ELECTRIC INC
RUNSE-RPV_91862 | 85648 | PV (Photovoltaic) | 5.1 | 8925 | Residential | Non-Incentive | 3 - Installed | 2014-08-13 10:16 | 2014-08-18 | 2015-01-01 | 0 | 0 | SOLARCITY CORPORATION
RUNSE-RPV_99106 | 85648 | PV (Photovoltaic) | 9.5 | 16625 | Residential | Non-Incentive | 3 - Installed | 2014-10-21 13:12 | 2014-10-24 | 2015-01-01 | 30000 | 0 | SOLARCITY CORPORATION
RUNSE-RPV_91913 | 86403 | PV (Photovoltaic) | 12.426 | 20658.225 | Residential | Non-Incentive | 3 - Installed | 2014-08-25 13:35 | 2014-08-25 | 2015-01-02 | 47840.1 | 0 | ESMAY ELECTRIC INC
RUNSE-RPV_101843 | 86445 | PV (Photovoltaic) | 6 | 9975 | Residential | Non-Incentive | 3 - Installed | 2014-11-04 14:18 | 2014-11-04 | 2015-01-02 | 37490 | 0 | SUNHARVEST SOLAR AND ELECTRICAL LLC
RUNSE-RPV_99049 | 85648 | PV (Photovoltaic) | 7.8 | 13650 | Residential | Non-Incentive | 3 - Installed | 2014-10-16 13:28 | 2014-10-24 | 2015-01-05 | 27000 | 0 | SOLAR STORE LLC
RUNSE-RPV_102122 | 85648 | PV (Photovoltaic) | 3.6 | 6300 | Residential | Non-Incentive | 3 - Installed | 2014-11-21 12:02 | 2014-11-25 | 2015-01-05 | 9900 | 0 | SOLAR SOLUTION AZ LLC
RUNSE-RPV_102516 | 86406 | PV (Photovoltaic) | 6.867 | 12017.25 | Residential | Non-Incentive | 3 - Installed | 2014-12-15 14:34 | 2014-12-15 | 2015-01-06 | 27468 | 0 | ESMAY ELECTRIC INC
RUNSE-RPV_101876 | 86401 | PV (Photovoltaic) | 5.5 | 9143.75 | Residential | Non-Incentive | 3 - Installed | 2014-11-06 09:53 | 2014-11-07 | 2015-01-07 | 14850 | 0 | SKY HIGH ENERGY LLC
RUNSE-RPV_99053 | 86403 | PV (Photovoltaic) | 10.464 | 17396.4 | Residential | Non-Incentive | 3 - Installed | 2014-10-16 15:18 | 2014-10-16 | 2015-01-08 | 42902.4 | 0 | ESMAY ELECTRIC INC
RUNSE-RPV_99067 | 86404 | PV (Photovoltaic) | 11.772 | 20601 | Residential | Non-Incentive | 3 - Installed | 2014-10-17 16:09 | 2014-10-17 | 2015-01-09 | 49853.8 | 0 | ESMAY ELECTRIC INC
RUNSE-RPV_101788 | 86403 | PV (Photovoltaic) | 11.118 | 19456.5 | Residential | Non-Incentive | 3 - Installed | 2014-10-31 09:35 | 2014-10-31 | 2015-01-09 | 46139.7 | 0 | ESMAY ELECTRIC INC
RUNSE-RPV_91861 | 85648 | PV (Photovoltaic) | 5.5 | 9625 | Residential | Non-Incentive | 3 - Installed | 2014-08-13 10:11 | 2014-08-18 | 2015-01-12 | 32089 | 0 | SOLARCITY CORPORATION
RUNSE-RPV_99155 | 85648 | PV (Photovoltaic) | 5 | 8750 | Residential | Non-Incentive | 3 - Installed | 2014-10-23 11:20 | 2014-10-31 | 2015-01-12 | 29172 | 0 | SOLARCITY CORPORATION
RUNSE-RPV_102363 | 86406 | PV (Photovoltaic) | 10 | 15750 | Residential | Non-Incentive | 3 - Installed | 2014-12-10 14:21 | 2014-12-10 | 2015-01-13 | 63480 | 0 | SUNHARVEST SOLAR AND ELECTRICAL LLC
RUNSE-RPV_90602 | 86406 | PV (Photovoltaic) | 15.696 | 24721.2 | Residential | Non-Incentive | 3 - Installed | 2014-08-05 13:37 | 2014-08-05 | 2015-01-14 | 61214.4 | 0 | ESMAY ELECTRIC INC
RUNSE-RPV_99152 | 85648 | PV (Photovoltaic) | 6.25 | 10937.5 | Residential | Non-Incentive | 3 - Installed | 2014-10-23 10:36 | 2014-10-28 | 2015-01-14 | 35750 | 0 | SOLARCITY CORPORATION
RUNSE-RPV_101795 | 86404 | PV (Photovoltaic) | 8.502 | 14878.5 | Residential | Non-Incentive | 3 - Installed | 2014-10-31 13:17 | 2014-10-31 | 2015-01-14 | 34433.1 | 0 | ESMAY ELECTRIC INC
RUNSE-RPV_102214 | 86406 | PV (Photovoltaic) | 12.099 | 20114.5875 | Residential | Non-Incentive | 3 - Installed | 2014-11-25 12:57 | 2014-11-25 | 2015-01-14 | 50210.85 | 0 | ESMAY ELECTRIC INC
RUNSE-RPV_105121 | 85648 | PV (Photovoltaic) | 6.84 | 11970 | Residential | Non-Incentive | 3 - Installed | 2014-12-30 08:55 | 2014-12-30 | 2015-01-14 | 25000 | 0 | ABCO SOLAR INC
RUNSE-RPV_105302 | 85646 | PV (Photovoltaic) | 3.75 | 6562.5 | Residential | Non-Incentive | 3 - Installed | 2015-01-08 11:38 | 2015-01-12 | 2015-01-14 | 16500 | 0 | SOLARCITY CORPORATION
RUNSE-RPV_98769 | 85648 | PV (Photovoltaic) | 6.5 | 11375 | Residential | Non-Incentive | 3 - Installed | 2014-09-29 12:58 | 2014-10-01 | 2015-01-15 | 28600 | 0 | SOLARCITY CORPORATION
RUNSE-RPV_98861 | 85648 | PV (Photovoltaic) | 4.2 | 7350 | Residential | Non-Incentive | 3 - Installed | 2014-10-07 15:02 | 2014-10-08 | 2015-01-16 | 18000 | 0 | SOLAR STORE LLC
RUNSE-RPV_98893 | 86404 | PV (Photovoltaic) | 9.81 | 15450.75 | Residential | Non-Incentive | 3 - Installed | 2014-10-09 11:41 | 2014-10-13 | 2015-01-16 | 37700 | 0 | STREAMLINE SOLAR POWER SYSTEMS LLC
RUNSE-RPV_102033 | 86403 | PV (Photovoltaic) | 10.464 | 17396.4 | Residential | Non-Incentive | 3 - Installed | 2014-11-17 10:58 | 2014-11-17 | 2015-01-16 | 44102.4 | 0 | ESMAY ELECTRIC INC
RUNSE-RPV_102361 | 86403 | PV (Photovoltaic) | 15.696 | 27468 | Residential | Non-Incentive | 3 - Installed | 2014-12-10 13:44 | 2014-12-10 | 2015-01-16 | 60429.6 | 0 | ESMAY ELECTRIC INC
RUNSE-RPV_102398 | 85648 | PV (Photovoltaic) | 7.75 | 13562.5 | Residential | Non-Incentive | 3 - Installed | 2014-12-12 16:34 | 2015-01-15 | 2015-01-16 | 34100 | 0 | SOLARCITY CORPORATION
RUNSE-RPV_102038 | 86404 | PV (Photovoltaic) | 10.92 | 18154.5 | Residential | Non-Incentive | 3 - Installed | 2014-11-17 14:03 | 2014-11-17 | 2015-01-18 | 40000 | 0 | HYBRID SOLAR
RUNSE-RPV_105340 | 85648 | PV (Photovoltaic) | 7 | 12250 | Residential | Non-Incentive | 3 - Installed | 2015-01-12 09:18 | 2015-01-16 | 2015-01-19 | 30800 | 0 | SOLARCITY CORPORATION
RUNSE-RPV_98958 | 86406 | PV (Photovoltaic) | 11.445 | 20028.75 | Residential | Non-Incentive | 3 - Installed | 2014-10-12 11:50 | 2014-10-17 | 2015-01-20 | 43603 | 0 | STREAMLINE SOLAR POWER SYSTEMS LLC
RUNSE-RPV_102338 | 86403 | PV (Photovoltaic) | 8.502 | 14878.5 | Residential | Non-Incentive | 3 - Installed | 2014-12-09 12:53 | 2014-12-09 | 2015-01-22 | 34433.1 | 0 | ESMAY ELECTRIC INC
RUNSE-RPV_102205 | 86406 | PV (Photovoltaic) | 9.81 | 17167.5 | Residential | Non-Incentive | 3 - Installed | 2014-11-25 07:36 | 2014-11-25 | 2015-01-23 | 40221 | 0 | ESMAY ELECTRIC INC
RUNSE-RPV_105070 | 86403 | PV (Photovoltaic) | 3 | 5250 | Residential | Non-Incentive | 3 - Installed | 2014-12-22 14:31 | 2014-12-22 | 2015-01-23 | 22670 | 0 | SUNQUEST SOLAR INC
RUNSE-RPV_105084 | 86441 | PV (Photovoltaic) | 4 | 7000 | Residential | Non-Incentive | 3 - Installed | 2014-12-23 14:53 | 2014-12-23 | 2015-01-26 | 26500 | 0 | SUNQUEST SOLAR INC
RUNSE-RPV_102081 | 86404 | PV (Photovoltaic) | 11.772 | 20601 | Residential | Non-Incentive | 3 - Installed | 2014-11-19 08:44 | 2014-12-19 | 2015-01-27 | 136853.12 | 0 | ESMAY ELECTRIC INC
RUNSE-RPV_105537 | 86404 | PV (Photovoltaic) | 7.65 | 13387.5 | Residential | Non-Incentive | 3 - Installed | 2015-01-19 14:11 | 2015-01-19 | 2015-01-27 | 23000 | 0 | AAA ELECTRIC, INC
RUNSE-RPV_99063 | 86404 | PV (Photovoltaic) | 14.715 | 25751.25 | Residential | Non-Incentive | 3 - Installed | 2014-10-17 11:35 | 2014-10-17 | 2015-01-28 | 61803 | 0 | ESMAY ELECTRIC INC
RUNSE-RPV_99109 | 85648 | PV (Photovoltaic) | 8.25 | 14437.5 | Residential | Non-Incentive | 3 - Installed | 2014-10-21 14:18 | 2014-10-27 | 2015-01-28 | 47190 | 0 | SOLARCITY CORPORATION
RUNSE-RPV_91924 | 86409 | PV (Photovoltaic) | 6.213 | 10872.75 | Residential | Non-Incentive | 3 - Installed | 2014-08-28 11:31 | 2014-08-28 | 2015-01-29 | 22350 | 0 | STREAMLINE SOLAR POWER SYSTEMS LLC
RUNSE-RPV_98959 | 86404 | PV (Photovoltaic) | 11.445 | 18025.875 | Residential | Non-Incentive | 3 - Installed | 2014-10-12 12:00 | 2014-10-17 | 2015-01-30 | 41899 | 0 | STREAMLINE SOLAR POWER SYSTEMS LLC
RUNSE-RPV_105083 | 86403 | PV (Photovoltaic) | 7.848 | 13734 | Residential | Non-Incentive | 3 - Installed | 2014-12-23 14:22 | 2014-12-23 | 2015-02-03 | 31784.4 | 0 | ESMAY ELECTRIC INC
RUNSE-RPV_105660 | 85646 | PV (Photovoltaic) | 10.2 | 17850 | Residential | Non-Incentive | 3 - Installed | 2015-01-26 20:29 | 2015-01-30 | 2015-02-03 | 76296 | 0 | SOLARCITY CORPORATION
RUNSE-RPV_105661 | 85648 | PV (Photovoltaic) | 4.75 | 8312.5 | Residential | Non-Incentive | 3 - Installed | 2015-01-26 21:52 | 2015-02-02 | 2015-02-03 | 35530 | 0 | SOLARCITY CORPORATION
RUNSE-RPV_105669 | 86403 | PV (Photovoltaic) | 10.464 | 18312 | Residential | Non-Incentive | 3 - Installed | 2015-01-27 10:30 | 2015-01-27 | 2015-02-05 | 42902.4 | 0 | ESMAY ELECTRIC INC
RUNSE-RPV_101877 | 86404 | PV (Photovoltaic) | 13.08 | 22890 | Residential | Non-Incentive | 3 - Installed | 2014-11-06 11:53 | 2014-11-06 | 2015-02-09 | 54936 | 0 | ESMAY ELECTRIC INC
RUNSE-RPV_105072 | 86403 | PV (Photovoltaic) | 10.464 | 18312 | Residential | Non-Incentive | 3 - Installed | 2014-12-22 15:20 | 2014-12-22 | 2015-02-09 | 42902.4 | 0 | ESMAY ELECTRIC INC
RUNSE-RPV_105536 | 86404 | PV (Photovoltaic) | 7.5 | 12468.75 | Residential | Non-Incentive | 3 - Installed | 2015-01-19 13:20 | 2015-01-23 | 2015-02-09 | 24000 | 0 | SOLAR SOLUTION AZ LLC
RUNSE-RPV_105053 | 85621 | PV (Photovoltaic) | 4 | 7000 | Residential | Non-Incentive | 3 - Installed | 2014-12-19 15:06 | 2014-12-19 | 2015-02-11 | 25950 | 0 | SUNHARVEST SOLAR AND ELECTRICAL LLC
RUNSE-RPV_105633 | 86406 | PV (Photovoltaic) | 6 | 10500 | Residential | Non-Incentive | 3 - Installed | 2015-01-22 14:50 | 2015-01-22 | 2015-02-11 | 36390 | 0 | SUNQUEST SOLAR INC
RUNSE-RPV_101864 | 85621 | PV (Photovoltaic) | 14.85 | 25987.5 | Residential | Non-Incentive | 3 - Installed | 2014-11-05 14:16 | 2014-11-17 | 2015-02-12 | 51917.83 | 0 | AMERICAN SOLAR ELECTRIC
RUNSE-RPV_105071 | 86406 | PV (Photovoltaic) | 3.12 | 5460 | Residential | Non-Incentive | 3 - Installed | 2014-12-22 15:01 | 2014-12-22 | 2015-02-12 | 15000 | 0 | SUNHARVEST SOLAR AND ELECTRICAL LLC
RUNSE-RPV_105339 | 86403 | PV (Photovoltaic) | 4.8 | 8400 | Residential | Non-Incentive | 3 - Installed | 2015-01-12 09:04 | 2015-01-12 | 2015-02-12 | 20000 | 0 | HYBRID SOLAR
RUNSE-RPV_105751 | 86403 | PV (Photovoltaic) | 6.16 | 10780 | Residential | Non-Incentive | 3 - Installed | 2015-02-04 12:53 | 2015-02-04 | 2015-02-12 | 23000 | 0 | HYBRID SOLAR
RUNSE-RPV_105409 | 86403 | PV (Photovoltaic) | 6.9 | 12075 | Residential | Non-Incentive | 3 - Installed | 2015-01-14 07:55 | 2015-01-14 | 2015-02-13 | 27515 | 0 | ESMAY ELECTRIC INC
RUNSE-RPV_105755 | 85648 | PV (Photovoltaic) | 4.5 | 7875 | Residential | Non-Incentive | 3 - Installed | 2015-02-04 16:37 | 2015-02-09 | 2015-02-17 | 19800 | 0 | SOLARCITY CORPORATION
RUNSE-RPV_105942 | 85648 | PV (Photovoltaic) | 4 | 7000 | Residential | Non-Incentive | 3 - Installed | 2015-02-17 08:57 | 2015-02-18 | 2015-02-18 | 17600 | 0 | SOLARCITY CORPORATION
RUNSE-RPV_105115 | 86403 | PV (Photovoltaic) | 10.88 | 19040 | Residential | Non-Incentive | 3 - Installed | 2014-12-29 15:17 | 2014-12-29 | 2015-02-19 | 46240 | 0 | ESMAY ELECTRIC INC
RUNSE-RPV_105676 | 86406 | PV (Photovoltaic) | 5.7 | 9476.25 | Residential | Non-Incentive | 3 - Installed | 2015-01-27 12:52 | 2015-02-03 | 2015-02-19 | 10000 | 0 | SELF INSTALL
RUNSE-RPV_98962 | 86406 | PV (Photovoltaic) | 9.81 | 16309.125 | Residential | Non-Incentive | 3 - Installed | 2014-10-12 15:06 | 2014-10-20 | 2015-02-20 | 37150 | 0 | STREAMLINE SOLAR POWER SYSTEMS LLC
RUNSE-RPV_98960 | 86403 | PV (Photovoltaic) | 11.445 | 19027.3125 | Residential | Non-Incentive | 3 - Installed | 2014-10-12 12:36 | 2014-10-20 | 2015-02-23 | 42803 | 0 | STREAMLINE SOLAR POWER SYSTEMS LLC
RUNSE-RPV_102518 | 86403 | PV (Photovoltaic) | 16.35 | 28612.5 | Residential | Non-Incentive | 3 - Installed | 2014-12-15 15:12 | 2014-12-15 | 2015-02-23 | 69487.5 | 0 | ESMAY ELECTRIC INC
RUNSE-RPV_105110 | 86404 | PV (Photovoltaic) | 29.43 | 51502.5 | Residential | Non-Incentive | 3 - Installed | 2014-12-29 13:00 | 2014-12-29 | 2015-02-24 | 125077.5 | 0 | ESMAY ELECTRIC INC
RUNSE-RPV_105341 | 86403 | PV (Photovoltaic) | 10.137 | 17739.75 | Residential | Non-Incentive | 3 - Installed | 2015-01-12 09:29 | 2015-01-12 | 2015-02-25 | 41561.7 | 0 | ESMAY ELECTRIC INC
RUNSE-RPV_102364 | 86401 | PV (Photovoltaic) | 4 | 7000 | Residential | Non-Incentive | 3 - Installed | 2014-12-10 14:53 | 2014-12-10 | 2015-02-26 | 27600 | 0 | SUNHARVEST SOLAR AND ELECTRICAL LLC
RUNSE-RPV_105632 | 86406 | PV (Photovoltaic) | 13.734 | 24034.5 | Residential | Non-Incentive | 3 - Installed | 2015-01-22 14:27 | 2015-01-22 | 2015-03-03 | 55695.4 | 0 | ESMAY ELECTRIC INC
RUNSE-RPV_105705 | 86403 | PV (Photovoltaic) | 12.48 | 21840 | Residential | Non-Incentive | 3 - Installed | 2015-01-30 10:54 | 2015-01-30 | 2015-03-03 | 49840.1 | 0 | ESMAY ELECTRIC INC
RUNSE-RPV_106006 | 85648 | PV (Photovoltaic) | 5.25 | 9187.5 | Residential | Non-Incentive | 3 - Installed | 2015-02-19 21:37 | 2015-02-23 | 2015-03-03 | 23100 | 0 | SOLARCITY CORPORATION
RUNSE-RPV_105508 | 86406 | PV (Photovoltaic) | 10.137 | 17739.75 | Residential | Non-Incentive | 3 - Installed | 2015-01-15 15:24 | 2015-01-15 | 2015-03-04 | 42011.7 | 0 | ESMAY ELECTRIC INC
RUNSE-RPV_86802 | 86413 | PV (Photovoltaic) | 17.331 | 27296.325 | Residential | Non-Incentive | 3 - Installed | 2014-07-15 15:50 | 2014-07-15 | 2015-03-06 | 0 | 0 | STREAMLINE SOLAR POWER SYSTEMS LLC
RUNSE-RPV_105113 | 86406 | PV (Photovoltaic) | 5 | 8750 | Residential | Non-Incentive | 3 - Installed | 2014-12-29 13:28 | 2014-12-29 | 2015-03-09 | 29950 | 0 | SUNHARVEST SOLAR AND ELECTRICAL LLC
RUNSE-RPV_105114 | 86403 | PV (Photovoltaic) | 5.886 | 10300.5 | Residential | Non-Incentive | 3 - Installed | 2014-12-29 14:43 | 2014-12-29 | 2015-03-09 | 19129.5 | 0 | ESMAY ELECTRIC INC
RUNSE-RPV_105498 | 85648 | PV (Photovoltaic) | 9 | 15750 | Residential | Non-Incentive | 3 - Installed | 2015-01-14 17:30 | 2015-01-19 | 2015-03-09 | 39600 | 0 | SOLARCITY CORPORATION
RUNSE-RPV_105604 | 86406 | PV (Photovoltaic) | 4.32 | 7182 | Residential | Non-Incentive | 3 - Installed | 2015-01-20 14:17 | 2015-01-27 | 2015-03-09 | 22140 | 0 | SUNDROP SOLAR LLC
RUNSE-RPV_105671 | 86403 | PV (Photovoltaic) | 5.886 | 10300.5 | Residential | Non-Incentive | 3 - Installed | 2015-01-27 11:40 | 2015-01-27 | 2015-03-10 | 23249.7 | 0 | ESMAY ELECTRIC INC
RUNSE-RPV_95268 | 86409 | PV (Photovoltaic) | 13.52 | 21294 | Residential | Non-Incentive | 3 - Installed | 2014-09-17 14:38 | 2014-09-19 | 2015-03-11 | 45867 | 0 | REC SOLAR
RUNSE-RPV_105670 | 86406 | PV (Photovoltaic) | 13.734 | 24034.5 | Residential | Non-Incentive | 3 - Installed | 2015-01-27 10:42 | 2015-01-27 | 2015-03-12 | 58182.8 | 0 | ESMAY ELECTRIC INC
RUNSE-RPV_105739 | 86403 | PV (Photovoltaic) | 9.6 | 16800 | Residential | Non-Incentive | 3 - Installed | 2015-02-03 13:30 | 2015-02-03 | 2015-03-12 | 37680 | 0 | ESMAY ELECTRIC INC
RUNSE-RPV_105929 | 86406 | PV (Photovoltaic) | 6 | 10500 | Residential | Non-Incentive | 3 - Installed | 2015-02-16 10:10 | 2015-02-16 | 2015-03-12 | 22500 | 0 | HYBRID SOLAR
RUNSE-RPV_106168 | 85648 | PV (Photovoltaic) | 5.25 | 9187.5 | Residential | Non-Incentive | 3 - Installed | 2015-03-06 12:49 | 2015-03-11 | 2015-03-12 | 23100 | 0 | SOLARCITY CORPORATION
RUNSE-RPV_101787 | 86413 | PV (Photovoltaic) | 9.156 | 16023 | Residential | Non-Incentive | 3 - Installed | 2014-10-31 08:36 | 2014-11-06 | 2015-03-13 | 39024.7 | 0 | STREAMLINE SOLAR POWER SYSTEMS LLC
RUNSE-RPV_105696 | 86406 | PV (Photovoltaic) | 10.464 | 18312 | Residential | Non-Incentive | 3 - Installed | 2015-01-29 14:30 | 2015-01-29 | 2015-03-13 | 42902.4 | 0 | ESMAY ELECTRIC INC
RUNSE-RPV_105790 | 86406 | PV (Photovoltaic) | 11.985 | 20973.75 | Residential | Non-Incentive | 3 - Installed | 2015-02-09 12:48 | 2015-02-09 | 2015-03-13 | 10700 | 0 | SELF INSTALL
RUNSE-RPV_101803 | 86406 | PV (Photovoltaic) | 13.08 | 19456.5 | Residential | Non-Incentive | 3 - Installed | 2014-10-31 16:06 | 2014-11-06 | 2015-03-16 | 49400 | 0 | STREAMLINE SOLAR POWER SYSTEMS LLC
RUNSE-RPV_106004 | 86406 | PV (Photovoltaic) | 9.6 | 15960 | Residential | Non-Incentive | 3 - Installed | 2015-02-19 15:58 | 2015-02-20 | 2015-03-17 | 36480 | 0 | ESMAY ELECTRIC INC
RUNSE-RPV_105631 | 86406 | PV (Photovoltaic) | 8.502 | 14878.5 | Residential | Non-Incentive | 3 - Installed | 2015-01-22 14:10 | 2015-01-22 | 2015-03-18 | 35714.22 | 0 | ESMAY ELECTRIC INC
RUNSE-RPV_105643 | 86406 | PV (Photovoltaic) | 10.464 | 18312 | Residential | Non-Incentive | 3 - Installed | 2015-01-23 13:57 | 2015-01-23 | 2015-03-18 | 42902.4 | 0 | ESMAY ELECTRIC INC
RUNSE-RPV_105675 | 86406 | PV (Photovoltaic) | 4.48 | 7448 | Residential | Non-Incentive | 3 - Installed | 2015-01-27 12:39 | 2015-01-27 | 2015-03-18 | 17248 | 0 | ESMAY ELECTRIC INC
RUNSE-RPV_105999 | 86403 | PV (Photovoltaic) | 8.96 | 15680 | Residential | Non-Incentive | 3 - Installed | 2015-02-19 07:43 | 2015-02-19 | 2015-03-19 | 34496 | 0 | ESMAY ELECTRIC INC
RUNSE-RPV_105761 | 86406 | PV (Photovoltaic) | 15.36 | 26880 | Residential | Non-Incentive | 3 - Installed | 2015-02-05 13:25 | 2015-02-05 | 2015-03-20 | 66355.2 | 0 | ESMAY ELECTRIC INC
RUNSE-RPV_106041 | 86404 | PV (Photovoltaic) | 13.44 | 23520 | Residential | Non-Incentive | 3 - Installed | 2015-02-24 11:35 | 2015-02-24 | 2015-03-20 | 51945.6 | 0 | ESMAY ELECTRIC INC
RUNSE-RPV_101791 | 86413 | PV (Photovoltaic) | 13.08 | 19456.5 | Residential | Non-Incentive | 3 - Installed | 2014-10-31 11:53 | 2014-11-06 | 2015-03-24 | 50400 | 0 | STREAMLINE SOLAR POWER SYSTEMS LLC
RUNSE-RPV_102023 | 86404 | PV (Photovoltaic) | 10.464 | 18312 | Residential | Non-Incentive | 3 - Installed | 2014-11-15 07:13 | 2014-11-19 | 2015-03-24 | 39100 | 0 | STREAMLINE SOLAR POWER SYSTEMS LLC
RUNSE-RPV_106040 | 86413 | PV (Photovoltaic) | 7.5 | 13125 | Residential | Non-Incentive | 3 - Installed | 2015-02-24 10:38 | 2015-02-24 | 2015-03-24 | 23500 | 0 | SALMONSEN CONSTRUCTION CORP
RUNSE-RPV_102334 | 86403 | PV (Photovoltaic) | 13.08 | 21745.5 | Residential | Non-Incentive | 3 - Installed | 2014-12-09 11:48 | 2014-12-15 | 2015-03-27 | 49800 | 0 | STREAMLINE SOLAR POWER SYSTEMS LLC
RUNSE-RPV_105808 | 86403 | PV (Photovoltaic) | 7.848 | 13047.3 | Residential | Non-Incentive | 3 - Installed | 2015-02-10 15:23 | 2015-02-12 | 2015-03-31 | 31784.4 | 0 | ESMAY ELECTRIC INC
RUNSE-RPV_105919 | 86406 | PV (Photovoltaic) | 11.772 | 19570.95 | Residential | Non-Incentive | 3 - Installed | 2015-02-13 12:32 | 2015-02-13 | 2015-03-31 | 48853 | 0 | ESMAY ELECTRIC INC
RUNSE-RPV_106066 | 86403 | PV (Photovoltaic) | 9.156 | 16023 | Residential | Non-Incentive | 3 - Installed | 2015-02-26 09:00 | 2015-02-26 | 2015-03-31 | 38539.6 | 0 | ESMAY ELECTRIC INC
RUNSE-RPV_106153 | 86404 | PV (Photovoltaic) | 4.2 | 7350 | Residential | Non-Incentive | 3 - Installed | 2015-03-05 15:17 | 2015-03-09 | 2015-03-31 | 16800 | 0 | HYBRID SOLAR
RUNSE-RPV_105129 | 86406 | PV (Photovoltaic) | 9.81 | 17167.5 | Residential | Non-Incentive | 3 - Installed | 2014-12-30 12:46 | 2014-12-30 | 2015-04-02 | 40221 | 0 | ESMAY ELECTRIC INC
RUNSE-RPV_105019 | 86429 | PV (Photovoltaic) | 6 | 10500 | Residential | Non-Incentive | 3 - Installed | 2014-12-17 15:13 | 2014-12-17 | 2015-04-03 | 24077 | 0 | SUNHARVEST SOLAR AND ELECTRICAL LLC
RUNSE-RPV_106493 | 86404 | PV (Photovoltaic) | 10.464 | 17396.4 | Residential | Non-Incentive | 3 - Installed | 2015-04-02 12:31 | 2015-04-02 | 2015-04-03 | 43948 | 0 | ESMAY ELECTRIC INC
RUNSE-RPV_106478 | 85648 | PV (Photovoltaic) | 3.5 | 6125 | Residential | Non-Incentive | 3 - Installed | 2015-04-01 10:46 | 2015-04-03 | 2015-04-07 | 15400 | 0 | SOLARCITY CORPORATION
RUNSE-RPV_105101 | 86406 | PV (Photovoltaic) | 10.464 | 18312 | Residential | Non-Incentive | 3 - Installed | 2014-12-29 04:31 | 2015-01-12 | 2015-04-08 | 39202 | 0 | STREAMLINE SOLAR POWER SYSTEMS LLC
RUNSE-RPV_105754 | 86403 | PV (Photovoltaic) | 7.65 | 12718.125 | Residential | Non-Incentive | 3 - Installed | 2015-02-04 13:38 | 2015-02-17 | 2015-04-08 | 22950 | 0 | AAA ELECTRIC, INC
RUNSE-RPV_106479 | 85648 | PV (Photovoltaic) | 9 | 15750 | Residential | Non-Incentive | 3 - Installed | 2015-04-01 11:01 | 2015-04-03 | 2015-04-08 | 39600 | 0 | SOLARCITY CORPORATION
RUNSE-RPV_106030 | 86406 | PV (Photovoltaic) | 11.48 | 20090 | Residential | Non-Incentive | 3 - Installed | 2015-02-23 13:15 | 2015-02-23 | 2015-04-10 | 45000 | 0 | HYBRID SOLAR
RUNSE-RPV_106072 | 86403 | PV (Photovoltaic) | 9.81 | 17167.5 | Residential | Non-Incentive | 3 - Installed | 2015-02-26 12:52 | 2015-02-26 | 2015-04-13 | 39500 | 0 | ESMAY ELECTRIC INC
RUNSE-RPV_106135 | 86404 | PV (Photovoltaic) | 12.426 | 21745.5 | Residential | Non-Incentive | 3 - Installed | 2015-03-04 12:32 | 2015-03-04 | 2015-04-13 | 51567.9 | 0 | ESMAY ELECTRIC INC
RUNSE-RPV_106009 | 86406 | PV (Photovoltaic) | 11.772 | 20601 | Residential | Non-Incentive | 3 - Installed | 2015-02-20 07:59 | 2015-02-20 | 2015-04-16 | 48853.8 | 0 | ESMAY ELECTRIC INC
RUNSE-RPV_102359 | 86426 | PV (Photovoltaic) | 6.213 | 10872.75 | Residential | Non-Incentive | 3 - Installed | 2014-12-10 10:21 | 2014-12-16 | 2015-04-21 | 24342 | 0 | STREAMLINE SOLAR POWER SYSTEMS LLC
RUNSE-RPV_106068 | 86406 | PV (Photovoltaic) | 11.52 | 20160 | Residential | Non-Incentive | 3 - Installed | 2015-02-26 10:10 | 2015-02-26 | 2015-04-21 | 44200 | 0 | ESMAY ELECTRIC INC
RUNSE-RPV_106518 | 86403 | PV (Photovoltaic) | 8.96 | 15680 | Residential | Non-Incentive | 3 - Installed | 2015-04-03 14:37 | 2015-04-03 | 2015-04-21 | 62899.2 | 0 | ESMAY ELECTRIC INC
RUNSE-RPV_106575 | 86406 | PV (Photovoltaic) | 10.24 | 17920 | Residential | Non-Incentive | 3 - Installed | 2015-04-08 10:11 | 2015-04-08 | 2015-04-21 | 38400 | 0 | ESMAY ELECTRIC INC
RUNSE-RPV_106522 | 86406 | PV (Photovoltaic) | 5.76 | 10080 | Residential | Non-Incentive | 3 - Installed | 2015-04-06 09:33 | 2015-04-03 | 2015-04-23 | 23616 | 0 | ESMAY ELECTRIC INC
RUNSE-RPV_106686 | 85648 | PV (Photovoltaic) | 7.5 | 13125 | Residential | Non-Incentive | 3 - Installed | 2015-04-16 09:01 | 2015-04-22 | 2015-04-24 | 33000 | 0 | SOLARCITY CORPORATION
RUNSE-RPV_105738 | 86403 | PV (Photovoltaic) | 9.18 | 16065 | Residential | Non-Incentive | 3 - Installed | 2015-02-03 10:57 | 2015-02-03 | 2015-04-28 | 27540 | 0 | AAA ELECTRIC, INC
RUNSE-RPV_106624 | 86413 | PV (Photovoltaic) | 22.05 | 38587.5 | Residential | Non-Incentive | 3 - Installed | 2015-04-13 10:01 | 2015-04-13 | 2015-04-28 | 19496 | 0 | DEVAULT ELECTRIC LLC
RUNSE-RPV_106436 | 86413 | PV (Photovoltaic) | 6.45 | 11287.5 | Residential | Non-Incentive | 3 - Installed | 2015-03-27 12:07 | 2015-03-27 | 2015-04-29 | 7500 | 0 | DEVAULT ELECTRIC
RUNSE-RPV_106646 | 86404 | PV (Photovoltaic) | 7.194 | 12589.5 | Residential | Non-Incentive | 3 - Installed | 2015-04-13 16:27 | 2015-04-14 | 2015-05-01 | 27337.2 | 0 | ESMAY ELECTRIC INC
RUNSE-RPV_106674 | 86413 | PV (Photovoltaic) | 6 | 10500 | Residential | Non-Incentive | 3 - Installed | 2015-04-15 15:25 | 2015-04-15 | 2015-05-01 | 12000 | 0 | SELF INSTALL
RUNSE-RPV_105099 | 86403 | PV (Photovoltaic) | 11.772 | 19570.95 | Residential | Non-Incentive | 3 - Installed | 2014-12-28 20:12 | 2014-12-30 | 2015-05-05 | 46850 | 0 | STREAMLINE SOLAR POWER SYSTEMS LLC
RUNSE-RPV_105100 | 86406 | PV (Photovoltaic) | 12.099 | 20114.5875 | Residential | Non-Incentive | 3 - Installed | 2014-12-29 04:12 | 2014-12-30 | 2015-05-05 | 47500 | 0 | STREAMLINE SOLAR POWER SYSTEMS LLC
RUNSE-RPV_106215 | 86403 | PV (Photovoltaic) | 25.506 | 44635.5 | Residential | Non-Incentive | 3 - Installed | 2015-03-12 15:44 | 2015-03-12 | 2015-05-05 | 111351.1 | 0 | ESMAY ELECTRIC INC
RUNSE-RPV_106349 | 86406 | PV (Photovoltaic) | 9.81 | 17167.5 | Residential | Non-Incentive | 3 - Installed | 2015-03-20 15:58 | 2015-03-20 | 2015-05-05 | 40221 | 0 | ESMAY ELECTRIC INC
RUNSE-RPV_106473 | 86404 | PV (Photovoltaic) | 13.08 | 22890 | Residential | Non-Incentive | 3 - Installed | 2015-03-31 14:31 | 2015-03-31 | 2015-05-05 | 54936 | 0 | ESMAY ELECTRIC INC
RUNSE-RPV_106632 | 86406 | PV (Photovoltaic) | 25.506 | 42403.725 | Residential | Non-Incentive | 3 - Installed | 2015-04-13 11:47 | 2015-04-13 | 2015-05-05 | 114777.04 | 0 | ESMAY ELECTRIC INC
RUNSE-RPV_106664 | 86404 | PV (Photovoltaic) | 11.772 | 20601 | Residential | Non-Incentive | 3 - Installed | 2015-04-14 15:27 | 2015-04-15 | 2015-05-05 | 44168.3 | 0 | ESMAY ELECTRIC INC
RUNSE-RPV_106752 | 86404 | PV (Photovoltaic) | 7.194 | 12589.5 | Residential | Non-Incentive | 3 - Installed | 2015-04-21 15:11 | 2015-04-21 | 2015-05-05 | 28776 | 0 | ESMAY ELECTRIC INC
RUNSE-RPV_106801 | 86406 | PV (Photovoltaic) | 8.96 | 15680 | Residential | Non-Incentive | 3 - Installed | 2015-04-24 09:55 | 2015-04-24 | 2015-05-05 | 36736 | 0 | ESMAY ELECTRIC INC
RUNSE-RPV_106903 | 86403 | PV (Photovoltaic) | 3.36 | 5586 | Residential | Non-Incentive | 3 - Installed | 2015-05-05 11:01 | 2015-05-05 | 2015-05-07 | 13104 | 0 | HYBRID SOLAR
RUNSE-RPV_106558 | 85648 | PV (Photovoltaic) | 3 | 5250 | Residential | Non-Incentive | 3 - Installed | 2015-04-07 14:47 | 2015-04-13 | 2015-05-11 | 13200 | 0 | SOLARCITY CORPORATION
RUNSE-RPV_106702 | 86401 | PV (Photovoltaic) | 6.885 | 12048.75 | Residential | Non-Incentive | 3 - Installed | 2015-04-17 09:57 | 2015-04-20 | 2015-05-11 | 20900 | 0 | ANGLE HOMES INC
RUNSE-RPV_106717 | 85648 | PV (Photovoltaic) | 13.25 | 23187.5 | Residential | Non-Incentive | 3 - Installed | 2015-04-20 09:26 | 2015-04-24 | 2015-05-11 | 58300 | 0 | SOLARCITY CORPORATION
RUNSE-RPV_105628 | 86404 | PV (Photovoltaic) | 11.118 | 18483.675 | Residential | Non-Incentive | 3 - Installed | 2015-01-22 12:41 | 2015-01-30 | 2015-05-12 | 41953 | 0 | STREAMLINE SOLAR POWER SYSTEMS LLC
RUNSE-RPV_99149 | 85621 | PV (Photovoltaic) | 5.61 | 9817.5 | Residential | Non-Incentive | 3 - Installed | 2014-10-23 10:05 | 2014-10-28 | 2015-05-13 | 32089 | 0 | SOLARCITY CORPORATION
RUNSE-RPV_106547 | 86406 | PV (Photovoltaic) | 11.118 | 19457 | Residential | Non-Incentive | 3 - Installed | 2015-04-07 09:53 | 2015-04-07 | 2015-05-13 | 47139.7 | 0 | ESMAY ELECTRIC INC
RUNSE-RPV_106578 | 86406 | PV (Photovoltaic) | 14.061 | 24606.75 | Residential | Non-Incentive | 3 - Installed | 2015-04-08 10:47 | 2015-04-08 | 2015-05-15 | 55681.56 | 0 | ESMAY ELECTRIC INC
RUNSE-RPV_106832 | 85646 | PV (Photovoltaic) | 9 | 15750 | Residential | Non-Incentive | 3 - Installed | 2015-04-29 08:25 | 2015-05-06 | 2015-05-15 | 39600 | 0 | SOLARCITY CORPORATION
RUNSE-RPV_105627 | 86406 | PV (Photovoltaic) | 10.791 | 17940.0375 | Residential | Non-Incentive | 3 - Installed | 2015-01-22 12:00 | 2015-01-30 | 2015-05-18 | 41975 | 0 | STREAMLINE SOLAR POWER SYSTEMS LLC
RUNSE-RPV_106530 | 86406 | PV (Photovoltaic) | 15.696 | 27468 | Residential | Non-Incentive | 3 - Installed | 2015-04-06 15:35 | 2015-04-06 | 2015-05-18 | 65923.2 | 0 | ESMAY ELECTRIC INC
RUNSE-RPV_106750 | 86403 | PV (Photovoltaic) | 13.734 | 24034.5 | Residential | Non-Incentive | 3 - Installed | 2015-04-21 14:04 | 2015-04-21 | 2015-05-19 | 58506.84 | 0 | ESMAY ELECTRIC INC
RUNSE-RPV_106799 | 86406 | PV (Photovoltaic) | 13.08 | 22890 | Residential | Non-Incentive | 3 - Installed | 2015-04-24 09:23 | 2015-04-24 | 2015-05-19 | 54936 | 0 | ESMAY ELECTRIC INC
RUNSE-RPV_102337 | 86406 | PV (Photovoltaic) | 17.331 | 28812.7875 | Residential | Non-Incentive | 3 - Installed | 2014-12-09 12:31 | 2014-12-16 | 2015-05-21 | 68208 | 0 | STREAMLINE SOLAR POWER SYSTEMS LLC
RUNSE-RPV_106525 | 86406 | PV (Photovoltaic) | 10.24 | 17920 | Residential | Non-Incentive | 3 - Installed | 2015-04-06 10:39 | 2015-04-06 | 2015-05-21 | 39716.8 | 0 | ESMAY ELECTRIC INC
RUNSE-RPV_106577 | 86406 | PV (Photovoltaic) | 9.81 | 17167.5 | Residential | Non-Incentive | 3 - Installed | 2015-04-08 10:29 | 2015-04-08 | 2015-05-21 | 40221 | 0 | ESMAY ELECTRIC INC
RUNSE-RPV_106906 | 86406 | PV (Photovoltaic) | 7.98 | 13965 | Residential | Non-Incentive | 3 - Installed | 2015-05-05 11:29 | 2015-05-05 | 2015-05-21 | 27531 | 0 | MOHAVE SOLAR
RUNSE-RPV_106928 | 85648 | PV (Photovoltaic) | 10.5 | 18375 | Residential | Non-Incentive | 3 - Installed | 2015-05-06 10:27 | 2015-05-13 | 2015-05-21 | 46200 | 0 | SOLARCITY CORPORATION
RUNSE-RPV_107047 | 85648 | PV (Photovoltaic) | 10.75 | 18812.5 | Residential | Non-Incentive | 3 - Installed | 2015-05-11 09:58 | 2015-05-15 | 2015-05-21 | 47300 | 0 | SOLARCITY CORPORATION
RUNSE-RPV_105403 | 86426 | PV (Photovoltaic) | 6.38 | 11165 | Residential | Non-Incentive | 3 - Installed | 2015-01-13 12:20 | 2015-01-13 | 2015-05-22 | 17500 | 0 | SOLAR INC
RUNSE-RPV_106912 | 86404 | PV (Photovoltaic) | 11.685 | 20448.75 | Residential | Non-Incentive | 3 - Installed | 2015-05-05 14:01 | 2015-05-05 | 2015-05-22 | 43050 | 0 | MOHAVE SOLAR
RUNSE-RPV_106529 | 85648 | PV (Photovoltaic) | 8.4 | 14700 | Residential | Non-Incentive | 3 - Installed | 2015-04-06 13:45 | 2015-04-08 | 2015-05-27 | 26000 | 0 | NET ZERO SOLAR LLC
RUNSE-RPV_107053 | 85648 | PV (Photovoltaic) | 7.5 | 13125 | Residential | Non-Incentive | 3 - Installed | 2015-05-11 10:31 | 2015-05-15 | 2015-05-27 | 13200 | 0 | SOLARCITY CORPORATION
RUNSE-RPV_107069 | 86406 | PV (Photovoltaic) | 9 | 14962.5 | Residential | Non-Incentive | 3 - Installed | 2015-05-11 14:42 | 2015-05-11 | 2015-05-27 | 24000 | 0 | SALMONSEN CONSTRUCTION CORP
RUNSE-RPV_107823 | 86401 | PV (Photovoltaic) | 7 | 11025 | Residential | Non-Incentive | 3 - Installed | 2015-05-26 09:08 | 2015-05-26 | 2015-05-27 | 19950 | 0 | SALMONSEN CONSTRUCTION CORP
RUNSE-RPV_106325 | 85648 | PV (Photovoltaic) | 5.5 | 9625 | Residential | Non-Incentive | 3 - Installed | 2015-03-18 11:03 | 2015-03-31 | 2015-06-02 | 24200 | 0 | SOLARCITY CORPORATION
RUNSE-RPV_106708 | 86404 | PV (Photovoltaic) | 8.829 | 15450.75 | Residential | Non-Incentive | 3 - Installed | 2015-04-17 11:42 | 2015-04-17 | 2015-06-02 | 34433.1 | 0 | ESMAY ELECTRIC INC
RUNSE-RPV_106730 | 86404 | PV (Photovoltaic) | 7.194 | 12589.5 | Residential | Non-Incentive | 3 - Installed | 2015-04-20 16:04 | 2015-04-20 | 2015-06-02 | 28776 | 0 | ESMAY ELECTRIC INC
RUNSE-RPV_106767 | 86406 | PV (Photovoltaic) | 18.312 | 30443.7 | Residential | Non-Incentive | 3 - Installed | 2015-04-22 16:12 | 2015-04-22 | 2015-06-02 | 78741.6 | 0 | ESMAY ELECTRIC INC
RUNSE-RPV_106791 | 86406 | PV (Photovoltaic) | 16.35 | 28612.5 | Residential | Non-Incentive | 3 - Installed | 2015-04-23 14:44 | 2015-04-23 | 2015-06-02 | 68997 | 0 | ESMAY ELECTRIC INC
RUNSE-RPV_107050 | 85648 | PV (Photovoltaic) | 5.75 | 10062.5 | Residential | Non-Incentive | 3 - Installed | 2015-05-11 10:22 | 2015-05-15 | 2015-06-02 | 25300 | 0 | SOLARCITY CORPORATION
RUNSE-RPV_107566 | 85648 | PV (Photovoltaic) | 6.75 | 11812.5 | Residential | Non-Incentive | 3 - Installed | 2015-05-21 08:48 | 2015-05-29 | 2015-06-02 | 29700 | 0 | SOLARCITY CORPORATION
RUNSE-RPV_107612 | 85648 | PV (Photovoltaic) | 5 | 8750 | Residential | Non-Incentive | 3 - Installed | 2015-05-21 13:37 | 2015-05-29 | 2015-06-02 | 22000 | 0 | SOLARCITY CORPORATION
RUNSE-RPV_106203 | 86401 | PV (Photovoltaic) | 5.3 | 8811.25 | Residential | Non-Incentive | 3 - Installed | 2015-03-11 09:44 | 2015-03-11 | 2015-06-03 | 8000 | 0 | SELF INSTALL
RUNSE-RPV_107204 | 86406 | PV (Photovoltaic) | 7.848 | 13734 | Residential | Non-Incentive | 3 - Installed | 2015-05-14 12:38 | 2015-05-14 | 2015-06-04 | 29037.6 | 0 | ESMAY ELECTRIC INC
RUNSE-RPV_107427 | 85621 | PV (Photovoltaic) | 5.25 | 9187.5 | Residential | Non-Incentive | 3 - Installed | 2015-05-19 16:00 | 2015-05-29 | 2015-06-05 | 23100 | 0 | SOLARCITY CORPORATION
RUNSE-RPV_107434 | 85621 | PV (Photovoltaic) | 9 | 15750 | Residential | Non-Incentive | 3 - Installed | 2015-05-19 16:31 | 2015-05-26 | 2015-06-05 | 39600 | 0 | SOLARCITY CORPORATION
RUNSE-RPV_108299 | 86406 | PV (Photovoltaic) | 8.96 | 15680 | Residential | Non-Incentive | 3 - Installed | 2015-05-29 14:17 | 2015-05-29 | 2015-06-05 | 34406.9 | 0 | ESMAY ELECTRIC INC
RUNSE-RPV_106736 | 86406 | PV (Photovoltaic) | 14.388 | 25179 | Residential | Non-Incentive | 3 - Installed | 2015-04-21 08:22 | 2015-04-21 | 2015-06-08 | 61292.88 | 0 | ESMAY ELECTRIC INC
RUNSE-RPV_106798 | 86403 | PV (Photovoltaic) | 16.35 | 28612.5 | Residential | Non-Incentive | 3 - Installed | 2015-04-24 09:19 | 2015-04-24 | 2015-06-08 | 68997 | 0 | ESMAY ELECTRIC INC
RUNSE-RPV_107197 | 86403 | PV (Photovoltaic) | 6.84 | 11970 | Residential | Non-Incentive | 3 - Installed | 2015-05-14 08:30 | 2015-05-14 | 2015-06-08 | 23000 | 0 | MOHAVE SOLAR
RUNSE-RPV_107556 | 85648 | PV (Photovoltaic) | 3.75 | 6562.5 | Residential | Non-Incentive | 3 - Installed | 2015-05-20 19:41 | 2015-05-27 | 2015-06-08 | 16500 | 0 | SOLARCITY CORPORATION
RUNSE-RPV_107560 | 85648 | PV (Photovoltaic) | 6.25 | 10937.5 | Residential | Non-Incentive | 3 - Installed | 2015-05-21 07:39 | 2015-05-29 | 2015-06-08 | 27500 | 0 | SOLARCITY CORPORATION
RUNSE-RPV_107703 | 85648 | PV (Photovoltaic) | 5 | 8750 | Residential | Non-Incentive | 3 - Installed | 2015-05-22 12:31 | 2015-05-29 | 2015-06-08 | 28600 | 0 | SOLARCITY CORPORATION
RUNSE-RPV_106062 | 86406 | PV (Photovoltaic) | 12.099 | 20114.5875 | Residential | Non-Incentive | 3 - Installed | 2015-02-25 13:46 | 2015-03-04 | 2015-06-10 | 47425 | 0 | STREAMLINE SOLAR POWER SYSTEMS LLC
RUNSE-RPV_108642 | 85648 | PV (Photovoltaic) | 9.75 | 17062.5 | Residential | Non-Incentive | 3 - Installed | 2015-06-01 13:31 | 2015-06-01 | 2015-06-10 | 42900 | 0 | SOLARCITY CORPORATION
RUNSE-RPV_107046 | 86404 | PV (Photovoltaic) | 5.886 | 10300.5 | Residential | Non-Incentive | 3 - Installed | 2015-05-11 09:41 | 2015-05-11 | 2015-06-11 | 23249.7 | 0 | ESMAY ELECTRIC INC
RUNSE-RPV_107401 | 86409 | PV (Photovoltaic) | 4.08 | 7140 | Residential | Non-Incentive | 3 - Installed | 2015-05-19 13:32 | 2015-05-19 | 2015-06-11 | 14500 | 0 | ANGLE HOMES INC
RUNSE-RPV_108744 | 86409 | PV (Photovoltaic) | 4.5 | 7875 | Residential | Non-Incentive | 3 - Installed | 2015-06-01 16:12 | 2015-06-01 | 2015-06-11 | 12425 | 0 | SALMONSEN CONSTRUCTION CORP
RUNSE-RPV_106008 | 86406 | PV (Photovoltaic) | 9.156 | 16023 | Residential | Non-Incentive | 3 - Installed | 2015-02-20 07:13 | 2015-02-23 | 2015-06-12 | 34243 | 0 | STREAMLINE SOLAR POWER SYSTEMS LLC
RUNSE-RPV_105763 | 86404 | PV (Photovoltaic) | 12.426 | 20658.225 | Residential | Non-Incentive | 3 - Installed | 2015-02-05 14:43 | 2015-02-06 | 2015-06-16 | 51567.9 | 0 | ESMAY ELECTRIC INC
RUNSE-RPV_106028 | 86406 | PV (Photovoltaic) | 7.848 | 13734 | Residential | Non-Incentive | 3 - Installed | 2015-02-23 07:44 | 2015-03-02 | 2015-06-16 | 30151 | 0 | STREAMLINE SOLAR POWER SYSTEMS LLC
RUNSE-RPV_107202 | 86406 | PV (Photovoltaic) | 9.81 | 17167.5 | Residential | Non-Incentive | 3 - Installed | 2015-05-14 11:52 | 2015-05-14 | 2015-06-16 | 40907.7 | 0 | ESMAY ELECTRIC INC
RUNSE-RPV_107241 | 86406 | PV (Photovoltaic) | 8.502 | 14878.5 | Residential | Non-Incentive | 3 - Installed | 2015-05-15 14:20 | 2015-05-15 | 2015-06-16 | 34433.1 | 0 | ESMAY ELECTRIC INC
RUNSE-RPV_107420 | 86406 | PV (Photovoltaic) | 6.54 | 11445 | Residential | Non-Incentive | 3 - Installed | 2015-05-19 15:35 | 2015-05-19 | 2015-06-16 | 24525 | 0 | ESMAY ELECTRIC INC
RUNSE-RPV_108159 | 85621 | PV (Photovoltaic) | 6.5 | 11375 | Residential | Non-Incentive | 3 - Installed | 2015-05-28 15:40 | 2015-06-01 | 2015-06-16 | 37180 | 0 | SOLARCITY CORPORATION
RUNSE-RPV_108287 | 86403 | PV (Photovoltaic) | 7.695 | 13466.25 | Residential | Non-Incentive | 3 - Installed | 2015-05-29 12:49 | 2015-05-29 | 2015-06-16 | 29000 | 0 | HYBRID SOLAR
RUNSE-RPV_108703 | 85621 | PV (Photovoltaic) | 5.25 | 9187.5 | Residential | Non-Incentive | 3 - Installed | 2015-06-01 14:56 | 2015-06-01 | 2015-06-16 | 23100 | 0 | SOLARCITY CORPORATION
RUNSE-RPV_108462 | 85621 | PV (Photovoltaic) | 8.25 | 14437.5 | Residential | Non-Incentive | 3 - Installed | 2015-05-31 12:04 | 2015-06-01 | 2015-06-17 | 36300 | 0 | SOLARCITY CORPORATION
RUNSE-RPV_107203 | 86406 | PV (Photovoltaic) | 11.118 | 18483.675 | Residential | Non-Incentive | 3 - Installed | 2015-05-14 12:20 | 2015-05-14 | 2015-06-18 | 41636 | 0 | ESMAY ELECTRIC INC
RUNSE-RPV_108235 | 86406 | PV (Photovoltaic) | 2.88 | 4788 | Residential | Non-Incentive | 3 - Installed | 2015-05-29 08:57 | 2015-05-29 | 2015-06-18 | 6000 | 0 | SELF INSTALL
RUNSE-RPV_108600 | 86406 | PV (Photovoltaic) | 6 | 10500 | Residential | Non-Incentive | 3 - Installed | 2015-06-01 11:48 | 2015-06-01 | 2015-06-18 | 13870 | 0 | SELF INSTALL
RUNSE-RPV_105803 | 86401 | PV (Photovoltaic) | 11.445 | 18025.875 | Residential | Non-Incentive | 3 - Installed | 2015-02-10 07:51 | 2015-03-13 | 2015-06-22 | 42803 | 0 | STREAMLINE SOLAR POWER SYSTEMS LLC
RUNSE-RPV_106766 | 86406 | PV (Photovoltaic) | 15.696 | 26094.6 | Residential | Non-Incentive | 3 - Installed | 2015-04-22 15:12 | 2015-04-22 | 2015-06-22 | 59075.2 | 0 | ESMAY ELECTRIC INC
RUNSE-RPV_107167 | 86406 | PV (Photovoltaic) | 5.886 | 9785.475 | Residential | Non-Incentive | 3 - Installed | 2015-05-13 10:55 | 2015-05-13 | 2015-06-22 | 23249.7 | 0 | ESMAY ELECTRIC INC
RUNSE-RPV_106058 | 86403 | PV (Photovoltaic) | 6.867 | 12017.25 | Residential | Non-Incentive | 3 - Installed | 2015-02-25 07:36 | 2015-03-04 | 2015-06-24 | 28150 | 0 | STREAMLINE SOLAR POWER SYSTEMS LLC
RUNSE-RPV_108767 | 85648 | PV (Photovoltaic) | 2.25 | 3937.5 | Residential | Non-Incentive | 3 - Installed | 2015-06-01 19:37 | 2015-06-01 | 2015-06-24 | 9900 | 0 | SOLARCITY CORPORATION
RUNSE-RPV_107048 | 86406 | PV (Photovoltaic) | 18.312 | 32046 | Residential | Non-Incentive | 3 - Installed | 2015-05-11 10:01 | 2015-05-11 | 2015-06-25 | 76177.92 | 0 | ESMAY ELECTRIC INC
RUNSE-RPV_107186 | 86406 | PV (Photovoltaic) | 9.156 | 15221.85 | Residential | Non-Incentive | 3 - Installed | 2015-05-13 12:48 | 2015-05-13 | 2015-06-25 | 37539.6 | 0 | ESMAY ELECTRIC INC
RUNSE-RPV_107829 | 86409 | PV (Photovoltaic) | 7.98 | 13965 | Residential | Non-Incentive | 3 - Installed | 2015-05-26 09:40 | 2015-05-26 | 2015-06-25 | 38881 | 0 | HYBRID SOLAR
RUNSE-RPV_107928 | 86406 | PV (Photovoltaic) | 6.867 | 12017.25 | Residential | Non-Incentive | 3 - Installed | 2015-05-27 10:19 | 2015-05-27 | 2015-06-29 | 25957.26 | 0 | ESMAY ELECTRIC INC
RUNSE-RPV_108278 | 85648 | PV (Photovoltaic) | 8.75 | 15312.5 | Residential | Non-Incentive | 3 - Installed | 2015-05-29 11:51 | 2015-06-01 | 2015-06-29 | 38500 | 0 | SOLARCITY CORPORATION
RUNSE-RPV_106010 | 86404 | PV (Photovoltaic) | 9.156 | 16023 | Residential | Non-Incentive | 3 - Installed | 2015-02-20 08:41 | 2015-02-26 | 2015-06-30 | 34650 | 0 | STREAMLINE SOLAR POWER SYSTEMS LLC
RUNSE-RPV_107277 | 86403 | PV (Photovoltaic) | 9.156 | 16023 | Residential | Non-Incentive | 3 - Installed | 2015-05-18 09:49 | 2015-05-18 | 2015-06-30 | 37539.6 | 0 | ESMAY ELECTRIC INC
RUNSE-RPV_106657 | 86404 | PV (Photovoltaic) | 14.715 | 25751.25 | Residential | Non-Incentive | 3 - Installed | 2015-04-14 09:43 | 2015-04-14 | 2015-07-01 | 62000 | 0 | STREAMLINE SOLAR POWER SYSTEMS LLC
RUNSE-RPV_107562 | 85621 | PV (Photovoltaic) | 9.5 | 16625 | Residential | Non-Incentive | 3 - Installed | 2015-05-21 08:33 | 2015-05-29 | 2015-07-01 | 41800 | 0 | SOLARCITY CORPORATION
RUNSE-RPV_108082 | 85648 | PV (Photovoltaic) | 8.25 | 14437.5 | Residential | Non-Incentive | 3 - Installed | 2015-05-28 12:33 | 2015-05-29 | 2015-07-01 | 36300 | 0 | SOLARCITY CORPORATION
RUNSE-RPV_102203 | 86403 | PV (Photovoltaic) | 9.18 | 16065 | Residential | Non-Incentive | 3 - Installed | 2014-11-25 07:16 | 2014-11-25 | 2015-07-02 | 17797.5 | 0 | SELF INSTALL
RUNSE-RPV_107044 | 86404 | PV (Photovoltaic) | 15.696 | 27468 | Residential | Non-Incentive | 3 - Installed | 2015-05-11 08:53 | 2015-05-11 | 2015-07-02 | 61214.4 | 0 | ESMAY ELECTRIC INC
RUNSE-RPV_102390 | 85648 | PV (Photovoltaic) | 3 | 5250 | Residential | Non-Incentive | 3 - Installed | 2014-12-11 23:17 | 2014-12-22 | 2015-07-06 | 13200 | 0 | SOLARCITY CORPORATION
RUNSE-RPV_106103 | 86404 | PV (Photovoltaic) | 9.156 | 16023 | Residential | Non-Incentive | 3 - Installed | 2015-03-03 08:37 | 2015-03-10 | 2015-07-06 | 66361.3 | 0 | STREAMLINE SOLAR POWER SYSTEMS LLC
RUNSE-RPV_106800 | 85648 | PV (Photovoltaic) | 10.2 | 17850 | Residential | Non-Incentive | 3 - Installed | 2015-04-24 09:30 | 2015-05-05 | 2015-07-06 | 29089.43 | 0 | SOLAR GAIN INC
RUNSE-RPV_108547 | 85648 | PV (Photovoltaic) | 6.75 | 11812.5 | Residential | Non-Incentive | 3 - Installed | 2015-06-01 08:27 | 2015-06-01 | 2015-07-06 | 29700 | 0 | SOLARCITY CORPORATION
RUNSE-RPV_108632 | 85648 | PV (Photovoltaic) | 5.5 | 9625 | Residential | Non-Incentive | 3 - Installed | 2015-06-01 13:14 | 2015-06-01 | 2015-07-06 | 24200 | 0 | SOLARCITY CORPORATION
RUNSE-RPV_106636 | 86404 | PV (Photovoltaic) | 10.8 | 16065 | Residential | Non-Incentive | 3 - Installed | 2015-04-13 13:16 | 2015-04-13 | 2015-07-09 | 2500 | 0 | SOLAR SERVICE CENTER
RUNSE-RPV_108286 | 86406 | PV (Photovoltaic) | 13.08 | 21745.5 | Residential | Non-Incentive | 3 - Installed | 2015-05-29 12:29 | 2015-05-29 | 2015-07-10 | 48396 | 0 | ESMAY ELECTRIC INC
RUNSE-RPV_107054 | 86404 | PV (Photovoltaic) | 7.848 | 13734 | Residential | Non-Incentive | 3 - Installed | 2015-05-11 10:40 | 2015-05-11 | 2015-07-13 | 32176.8 | 0 | ESMAY ELECTRIC INC
RUNSE-RPV_107180 | 86406 | PV (Photovoltaic) | 9.156 | 16023 | Residential | Non-Incentive | 3 - Installed | 2015-05-13 12:17 | 2015-05-13 | 2015-07-14 | 36624 | 0 | ESMAY ELECTRIC INC
RUNSE-RPV_108653 | 85648 | PV (Photovoltaic) | 7 | 12250 | Residential | Non-Incentive | 3 - Installed | 2015-06-01 13:45 | 2015-06-01 | 2015-07-14 | 29800 | 0 | SOLARCITY CORPORATION
RUNSE-RPV_106221 | 86403 | PV (Photovoltaic) | 9.156 | 16023 | Residential | Non-Incentive | 3 - Installed | 2015-03-13 11:20 | 2015-03-19 | 2015-07-16 | 35027 | 0 | STREAMLINE SOLAR POWER SYSTEMS LLC
RUNSE-RPV_108256 | 86409 | PV (Photovoltaic) | 6.2 | 10850 | Residential | Non-Incentive | 3 - Installed | 2015-05-29 10:18 | 2015-05-29 | 2015-07-16 | 15100 | 0 | SUNQUEST SOLAR INC
RUNSE-RPV_108689 | 85648 | PV (Photovoltaic) | 5 | 8750 | Residential | Non-Incentive | 3 - Installed | 2015-06-01 14:32 | 2015-06-01 | 2015-07-20 | 22000 | 0 | SOLARCITY CORPORATION
RUNSE-RPV_106107 | 86404 | PV (Photovoltaic) | 10.137 | 17739.75 | Residential | Non-Incentive | 3 - Installed | 2015-03-03 08:59 | 2015-03-11 | 2015-07-21 | 38285 | 0 | STREAMLINE SOLAR POWER SYSTEMS LLC
RUNSE-RPV_106214 | 86404 | PV (Photovoltaic) | 14.388 | 25179 | Residential | Non-Incentive | 3 - Installed | 2015-03-12 11:06 | 2015-03-12 | 2015-07-21 | 61149 | 0 | ESMAY ELECTRIC INC
RUNSE-RPV_106339 | 86413 | PV (Photovoltaic) | 11.772 | 16480.8 | Residential | Non-Incentive | 3 - Installed | 2015-03-19 13:55 | 2015-04-01 | 2015-07-21 | 33000 | 0 | SOLAR TOPPS FINANCIAL LLC
RUNSE-RPV_105914 | 86404 | PV (Photovoltaic) | 10.464 | 18312 | Residential | Non-Incentive | 3 - Installed | 2015-02-13 06:56 | 2015-02-13 | 2015-07-23 | 41100 | 0 | STREAMLINE SOLAR POWER SYSTEMS LLC
RUNSE-RPV_106490 | 86406 | PV (Photovoltaic) | 10.464 | 18312 | Residential | Non-Incentive | 3 - Installed | 2015-04-02 10:04 | 2015-04-23 | 2015-07-23 | 39702 | 0 | STREAMLINE SOLAR POWER SYSTEMS LLC
RUNSE-RPV_106716 | 86404 | PV (Photovoltaic) | 9.156 | 16023 | Residential | Non-Incentive | 3 - Installed | 2015-04-20 09:19 | 2015-04-24 | 2015-07-23 | 34677 | 0 | STREAMLINE SOLAR POWER SYSTEMS LLC
RUNSE-RPV_106426 | 86404 | PV (Photovoltaic) | 13.08 | 22890 | Residential | Non-Incentive | 3 - Installed | 2015-03-27 09:00 | 2015-04-03 | 2015-07-24 | 49803 | 0 | STREAMLINE SOLAR POWER SYSTEMS LLC
RUNSE-RPV_106524 | 86406 | PV (Photovoltaic) | 10.464 | 18312 | Residential | Non-Incentive | 3 - Installed | 2015-04-06 10:27 | 2015-04-10 | 2015-07-24 | 41200 | 0 | STREAMLINE SOLAR POWER SYSTEMS LLC
RUNSE-RPV_106769 | 86403 | PV (Photovoltaic) | 15.696 | 27468 | Residential | Non-Incentive | 3 - Installed | 2015-04-22 16:25 | 2015-04-23 | 2015-07-24 | 65138.4 | 0 | ESMAY ELECTRIC INC
RUNSE-RPV_107114 | 86406 | PV (Photovoltaic) | 19.62 | 34335 | Residential | Non-Incentive | 3 - Installed | 2015-05-12 13:55 | 2015-05-12 | 2015-07-24 | 87309 | 0 | ESMAY ELECTRIC INC
RUNSE-RPV_107879 | 86403 | PV (Photovoltaic) | 13.08 | 20601 | Residential | Non-Incentive | 3 - Installed | 2015-05-26 15:28 | 2015-05-26 | 2015-07-29 | 54936 | 0 | ESMAY ELECTRIC INC
RUNSE-RPV_108566 | 86413 | PV (Photovoltaic) | 5.58 | 9765 | Residential | Non-Incentive | 3 - Installed | 2015-06-01 09:27 | 2015-06-01 | 2015-07-29 | 15000 | 0 | PLATINUM ELECTRIC
RUNSE-RPV_109006 | 86404 | PV (Photovoltaic) | 8.91 | 14812.875 | Residential | Non-Incentive | 3 - Installed | 2015-07-29 14:11 | 2015-07-29 | 2015-07-30 | 30000 | 0 | HYBRID SOLAR
RUNSE-RPV_107333 | 86404 | PV (Photovoltaic) | 10.464 | 18312 | Residential | Non-Incentive | 3 - Installed | 2015-05-18 15:32 | 2015-05-18 | 2015-08-03 | 43320.96 | 0 | ESMAY ELECTRIC INC
RUNSE-RPV_107428 | 85621 | PV (Photovoltaic) | 5.5 | 9625 | Residential | Non-Incentive | 3 - Installed | 2015-05-19 16:06 | 2015-05-26 | 2015-08-03 | 30030 | 0 | SOLARCITY CORPORATION
RUNSE-RPV_107875 | 86401 | PV (Photovoltaic) | 7.194 | 12589.5 | Residential | Non-Incentive | 3 - Installed | 2015-05-26 15:16 | 2015-05-26 | 2015-08-03 | 28976 | 0 | ESMAY ELECTRIC INC
RUNSE-RPV_108795 | 86401 | PV (Photovoltaic) | 13.515 | 23651.25 | Residential | Non-Incentive | 3 - Installed | 2015-06-17 11:05 | 2015-06-17 | 2015-08-03 | 41896 | 0 | ANGLE HOMES INC
RUNSE-RPV_108175 | 85648 | PV (Photovoltaic) | 7 | 12250 | Residential | Non-Incentive | 3 - Installed | 2015-05-28 16:28 | 2015-06-01 | 2015-08-05 | 40040 | 0 | SOLARCITY CORPORATION
RUNSE-RPV_101915 | 86404 | PV (Photovoltaic) | 23.04 | 40320 | Residential | Non-Incentive | 3 - Installed | 2014-11-13 14:05 | 2014-11-13 | 2015-08-07 | 88924 | 0 | ESMAY ELECTRIC INC
RUNSE-RPV_106323 | 86406 | PV (Photovoltaic) | 11.445 | 19027.3125 | Residential | Non-Incentive | 3 - Installed | 2015-03-18 09:55 | 2015-03-27 | 2015-08-10 | 43100 | 0 | STREAMLINE SOLAR POWER SYSTEMS LLC
RUNSE-RPV_108295 | 86406 | PV (Photovoltaic) | 10.464 | 18312 | Residential | Non-Incentive | 3 - Installed | 2015-05-29 14:01 | 2015-05-29 | 2015-08-10 | 42902.4 | 0 | ESMAY ELECTRIC INC
RUNSE-RPV_108594 | 86406 | PV (Photovoltaic) | 10.464 | 18312 | Residential | Non-Incentive | 3 - Installed | 2015-06-01 11:27 | 2015-06-01 | 2015-08-10 | 43320.96 | 0 | ESMAY ELECTRIC INC
RUNSE-RPV_108247 | 86404 | PV (Photovoltaic) | 9.81 | 16309.125 | Residential | Non-Incentive | 3 - Installed | 2015-05-29 09:47 | 2015-05-29 | 2015-08-11 | 31882.5 | 0 | ESMAY ELECTRIC INC
RUNSE-RPV_108538 | 86401 | PV (Photovoltaic) | 17.1 | 29925 | Residential | Non-Incentive | 3 - Installed | 2015-06-01 07:50 | 2015-06-01 | 2015-08-12 | 59850 | 0 | MOHAVE SOLAR
RUNSE-RPV_108540 | 86406 | PV (Photovoltaic) | 14.388 | 23920.05 | Residential | Non-Incentive | 3 - Installed | 2015-06-01 07:59 | 2015-06-01 | 2015-08-12 | 60729.6 | 0 | ESMAY ELECTRIC INC
RUNSE-RPV_108961 | 86406 | PV (Photovoltaic) | 7.848 | 13734 | Residential | Non-Incentive | 3 - Installed | 2015-07-20 10:38 | 2015-07-20 | 2015-08-12 | 31392 | 0 | ESMAY ELECTRIC INC
RUNSE-RPV_108822 | 86406 | PV (Photovoltaic) | 14.388 | 23920.05 | Residential | Non-Incentive | 3 - Installed | 2015-06-29 15:36 | 2015-06-29 | 2015-08-13 | 53235.6 | 0 | ESMAY ELECTRIC INC
RUNSE-RPV_108297 | 86403 | PV (Photovoltaic) | 3.99 | 5935.125 | Residential | Non-Incentive | 3 - Installed | 2015-05-29 14:10 | 2015-06-01 | 2015-08-14 | 14564 | 0 | HYBRID SOLAR
RUNSE-RPV_106827 | 86406 | PV (Photovoltaic) | 10.464 | 14649.6 | Residential | Non-Incentive | 3 - Installed | 2015-04-28 12:14 | 2015-05-05 | 2015-08-17 | 40000 | 0 | STREAMLINE SOLAR POWER SYSTEMS LLC
RUNSE-RPV_106994 | 86404 | PV (Photovoltaic) | 11.772 | 18540.9 | Residential | Non-Incentive | 3 - Installed | 2015-05-08 10:00 | 2015-05-13 | 2015-08-17 | 46945 | 0 | SUMMERWIND SOLAR LLC
RUNSE-RPV_108821 | 86406 | PV (Photovoltaic) | 7.194 | 11960.025 | Residential | Non-Incentive | 3 - Installed | 2015-06-29 14:38 | 2015-06-29 | 2015-08-18 | 28574.51 | 0 | ESMAY ELECTRIC INC
RUNSE-RPV_108824 | 86406 | PV (Photovoltaic) | 6.54 | 10872.75 | Residential | Non-Incentive | 3 - Installed | 2015-06-30 09:46 | 2015-06-30 | 2015-08-18 | 31432.28 | 0 | ESMAY ELECTRIC INC
RUNSE-RPV_108588 | 86406 | PV (Photovoltaic) | 13.734 | 24034.5 | Residential | Non-Incentive | 3 - Installed | 2015-06-01 10:50 | 2015-06-01 | 2015-08-20 | 50815.8 | 0 | ESMAY ELECTRIC INC
RUNSE-RPV_109024 | 86406 | PV (Photovoltaic) | 6.84 | 10174.5 | Residential | Non-Incentive | 3 - Installed | 2015-07-31 15:01 | 2015-07-31 | 2015-08-20 | 25000 | 0 | HYBRID SOLAR
RUNSE-RPV_106170 | 86406 | PV (Photovoltaic) | 12.753 | 18970.0875 | Residential | Non-Incentive | 3 - Installed | 2015-03-06 13:42 | 2015-03-11 | 2015-08-21 | 49853 | 0 | STREAMLINE SOLAR POWER SYSTEMS LLC
RUNSE-RPV_108607 | 85648 | PV (Photovoltaic) | 5.25 | 9187.5 | Residential | Non-Incentive | 3 - Installed | 2015-06-01 12:01 | 2015-06-01 | 2015-08-21 | 23100 | 0 | SOLARCITY CORPORATION
RUNSE-RPV_108791 | 86403 | PV (Photovoltaic) | 13.734 | 24034.5 | Residential | Non-Incentive | 3 - Installed | 2015-06-15 13:22 | 2015-06-01 | 2015-08-24 | 54936 | 0 | ESMAY ELECTRIC INC
RUNSE-RPV_109041 | 86401 | PV (Photovoltaic) | 6.12 | 10710 | Residential | Non-Incentive | 3 - Installed | 2015-08-05 13:55 | 2015-08-05 | 2015-08-24 | 19000 | 0 | ANGLE HOMES INC
RUNSE-RPV_108827 | 86406 | PV (Photovoltaic) | 5.886 | 10300.5 | Residential | Non-Incentive | 3 - Installed | 2015-07-06 11:17 | 2015-07-06 | 2015-08-25 | 23249.7 | 0 | ESMAY ELECTRIC INC
RUNSE-RPV_108826 | 86403 | PV (Photovoltaic) | 9.156 | 16023 | Residential | Non-Incentive | 3 - Installed | 2015-07-06 09:33 | 2015-07-06 | 2015-08-28 | 37824 | 0 | ESMAY ELECTRIC INC
RUNSE-RPV_107457 | 85648 | PV (Photovoltaic) | 7.75 | 12206.25 | Residential | Non-Incentive | 3 - Installed | 2015-05-19 18:08 | 2015-05-29 | 2015-08-31 | 31130 | 0 | SOLARCITY CORPORATION
RUNSE-RPV_108932 | 86406 | PV (Photovoltaic) | 13.734 | 24034.5 | Residential | Non-Incentive | 3 - Installed | 2015-07-13 13:22 | 2015-07-13 | 2015-08-31 | 56996.1 | 0 | ESMAY ELECTRIC INC
RUNSE-RPV_108982 | 85648 | PV (Photovoltaic) | 6.75 | 11221.875 | Residential | Non-Incentive | 3 - Installed | 2015-07-24 15:25 | 2015-08-04 | 2015-08-31 | 38610 | 0 | SOLARCITY CORPORATION
RUNSE-RPV_109053 | 85648 | PV (Photovoltaic) | 5.25 | 8268.75 | Residential | Non-Incentive | 3 - Installed | 2015-08-06 13:22 | 2015-08-07 | 2015-08-31 | 30630.6 | 0 | SOLARCITY CORPORATION
RUNSE-RPV_109147 | 85648 | PV (Photovoltaic) | 7 | 11637.5 | Residential | Non-Incentive | 3 - Installed | 2015-08-21 13:27 | 2015-08-28 | 2015-08-31 | 30800 | 0 | SOLARCITY CORPORATION
RUNSE-RPV_109158 | 85621 | PV (Photovoltaic) | 5.5 | 7700 | Residential | Non-Incentive | 3 - Installed | 2015-08-24 09:34 | 2015-08-28 | 2015-08-31 | 24200 | 0 | SOLARCITY CORPORATION
RUNSE-RPV_108753 | 85648 | PV (Photovoltaic) | 8.5 | 13387.5 | Residential | Non-Incentive | 3 - Installed | 2015-06-01 16:31 | 2015-06-01 | 2015-09-01 | 37400 | 0 | SOLARCITY CORPORATION
RUNSE-RPV_108609 | 85648 | PV (Photovoltaic) | 9 | 13387.5 | Residential | Non-Incentive | 3 - Installed | 2015-06-01 12:05 | 2015-06-01 | 2015-09-02 | 36520 | 0 | SOLARCITY CORPORATION
RUNSE-RPV_108820 | 86406 | PV (Photovoltaic) | 14.388 | 25179 | Residential | Non-Incentive | 3 - Installed | 2015-06-29 13:16 | 2015-06-29 | 2015-09-02 | 61292.88 | 0 | ESMAY ELECTRIC INC
RUNSE-RPV_108949 | 86404 | PV (Photovoltaic) | 14.388 | 23920.05 | Residential | Non-Incentive | 3 - Installed | 2015-07-16 08:33 | 2015-07-16 | 2015-09-02 | 59290.8 | 0 | ESMAY ELECTRIC INC
RUNSE-RPV_106642 | 86404 | PV (Photovoltaic) | 10.137 | 17739.75 | Residential | Non-Incentive | 3 - Installed | 2015-04-13 13:41 | 2015-04-13 | 2015-09-03 | 39939.78 | 0 | ESMAY ELECTRIC INC
RUNSE-RPV_107830 | 86406 | PV (Photovoltaic) | 15.696 | 27468 | Residential | Non-Incentive | 3 - Installed | 2015-05-26 09:51 | 2015-05-26 | 2015-09-03 | 18463.2 | 0 | ESMAY ELECTRIC INC
RUNSE-RPV_108965 | 86404 | PV (Photovoltaic) | 14.388 | 25179 | Residential | Non-Incentive | 3 - Installed | 2015-07-21 07:40 | 2015-07-21 | 2015-09-04 | 59285.72 | 0 | ESMAY ELECTRIC INC
RUNSE-RPV_107579 | 86401 | PV (Photovoltaic) | 9.156 | 13619.55 | Residential | Non-Incentive | 3 - Installed | 2015-05-21 10:22 | 2015-05-29 | 2015-09-10 | 35800 | 0 | STREAMLINE SOLAR POWER SYSTEMS LLC
RUNSE-RPV_109059 | 86403 | PV (Photovoltaic) | 11.772 | 20601 | Residential | Non-Incentive | 3 - Installed | 2015-08-07 08:56 | 2015-08-13 | 2015-09-10 | 47676.6 | 0 | ESMAY ELECTRIC INC
RUNSE-RPV_106555 | 86404 | PV (Photovoltaic) | 9.156 | 12818.4 | Residential | Non-Incentive | 3 - Installed | 2015-04-07 12:06 | 2015-04-14 | 2015-09-11 | 34677 | 0 | STREAMLINE SOLAR POWER SYSTEMS LLC
RUNSE-RPV_106842 | 86403 | PV (Photovoltaic) | 11.445 | 18025.875 | Residential | Non-Incentive | 3 - Installed | 2015-04-30 11:23 | 2015-05-11 | 2015-09-11 | 44403 | 0 | STREAMLINE SOLAR POWER SYSTEMS LLC
RUNSE-RPV_109040 | 86406 | PV (Photovoltaic) | 9.156 | 15221.85 | Residential | Non-Incentive | 3 - Installed | 2015-08-05 13:29 | 2015-08-05 | 2015-09-11 | 35708.4 | 0 | ESMAY ELECTRIC INC
RUNSE-RPV_106803 | 86406 | PV (Photovoltaic) | 9.69 | 16957.5 | Residential | Non-Incentive | 3 - Installed | 2015-04-24 11:45 | 2015-05-08 | 2015-09-14 | 34272 | 0 | HYBRID SOLAR
RUNSE-RPV_109058 | 86403 | PV (Photovoltaic) | 12.426 | 21745.5 | Residential | Non-Incentive | 3 - Installed | 2015-08-07 08:39 | 2015-08-07 | 2015-09-14 | 58825.3 | 0 | ESMAY ELECTRIC INC
RUNSE-RPV_109213 | 86401 | PV (Photovoltaic) | 3.33 | 4953.375 | Residential | Non-Incentive | 3 - Installed | 2015-08-27 15:02 | 2015-08-27 | 2015-09-14 | 3400 | 0 | SELF INSTALL
RUNSE-RPV_106602 | 86406 | PV (Photovoltaic) | 11.445 | 17024.4375 | Residential | Non-Incentive | 3 - Installed | 2015-04-10 12:35 | 2015-04-20 | 2015-09-15 | 46203 | 0 | STREAMLINE SOLAR POWER SYSTEMS LLC
RUNSE-RPV_107102 | 86413 | PV (Photovoltaic) | 11.445 | 17024.4375 | Residential | Non-Incentive | 3 - Installed | 2015-05-12 09:20 | 2015-05-26 | 2015-09-15 | 44403 | 0 | STREAMLINE SOLAR POWER SYSTEMS LLC
RUNSE-RPV_109220 | 86406 | PV (Photovoltaic) | 3.99 | 6633.375 | Residential | Non-Incentive | 3 - Installed | 2015-08-28 14:54 | 2015-08-28 | 2015-09-15 | 14000 | 0 | HYBRID SOLAR
RUNSE-RPV_109003 | 86406 | PV (Photovoltaic) | 14.388 | 23920.05 | Residential | Non-Incentive | 3 - Installed | 2015-07-29 08:34 | 2015-07-31 | 2015-09-17 | 56832.6 | 0 | ESMAY ELECTRIC INC
RUNSE-RPV_107965 | 86406 | PV (Photovoltaic) | 7.521 | 11187.4875 | Residential | Non-Incentive | 3 - Installed | 2015-05-27 12:07 | 2015-06-01 | 2015-09-18 | 28180 | 0 | STREAMLINE SOLAR POWER SYSTEMS LLC
RUNSE-RPV_108768 | 85648 | PV (Photovoltaic) | 6.86 | 11404.75 | Residential | Non-Incentive | 3 - Installed | 2015-06-01 19:43 | 2015-06-15 | 2015-09-18 | 30184 | 0 | SOLARCITY CORPORATION
RUNSE-RPV_109038 | 86403 | PV (Photovoltaic) | 9.156 | 16023 | Residential | Non-Incentive | 3 - Installed | 2015-08-04 16:29 | 2015-08-05 | 2015-09-18 | 35708.4 | 0 | ESMAY ELECTRIC INC
RUNSE-RPV_109086 | 86404 | PV (Photovoltaic) | 14.4 | 25200 | Residential | Non-Incentive | 3 - Installed | 2015-08-11 09:32 | 2015-08-11 | 2015-09-18 | 52704 | 0 | ESMAY ELECTRIC INC
RUNSE-RPV_109197 | 86406 | PV (Photovoltaic) | 9.81 | 17167.5 | Residential | Non-Incentive | 3 - Installed | 2015-08-25 12:32 | 2015-08-25 | 2015-09-21 | 40221 | 0 | ESMAY ELECTRIC INC
RUNSE-RPV_106326 | 86406 | PV (Photovoltaic) | 11.445 | 19027.3125 | Residential | Non-Incentive | 3 - Installed | 2015-03-18 13:38 | 2015-03-31 | 2015-09-22 | 43150 | 0 | STREAMLINE SOLAR POWER SYSTEMS LLC
RUNSE-RPV_107324 | 86406 | PV (Photovoltaic) | 9.156 | 13619.55 | Residential | Non-Incentive | 3 - Installed | 2015-05-18 14:08 | 2015-05-26 | 2015-09-22 | 35800 | 0 | STREAMLINE SOLAR POWER SYSTEMS LLC
RUNSE-RPV_108947 | 86403 | PV (Photovoltaic) | 5.886 | 10300.5 | Residential | Non-Incentive | 3 - Installed | 2015-07-16 08:01 | 2015-07-16 | 2015-09-22 | 24349.7 | 0 | ESMAY ELECTRIC INC
RUNSE-RPV_108317 | 86406 | PV (Photovoltaic) | 7.425 | 12344.0625 | Residential | Non-Incentive | 3 - Installed | 2015-05-29 15:14 | 2015-05-29 | 2015-09-23 | 26000 | 0 | MOHAVE SOLAR
RUNSE-RPV_109140 | 86406 | PV (Photovoltaic) | 10.464 | 17396.4 | Residential | Non-Incentive | 3 - Installed | 2015-08-20 13:05 | 2015-08-20 | 2015-09-23 | 36519.36 | 0 | ESMAY ELECTRIC INC
RUNSE-RPV_108973 | 86406 | PV (Photovoltaic) | 11.118 | 19456.5 | Residential | Non-Incentive | 3 - Installed | 2015-07-23 15:24 | 2015-07-23 | 2015-09-28 | 45472.62 | 0 | ESMAY ELECTRIC INC
RUNSE-RPV_106431 | 86404 | PV (Photovoltaic) | 9.156 | 15221.85 | Residential | Non-Incentive | 3 - Installed | 2015-03-27 10:37 | 2015-04-06 | 2015-09-30 | 34677 | 0 | STREAMLINE SOLAR POWER SYSTEMS LLC
RUNSE-RPV_106489 | 86406 | PV (Photovoltaic) | 9.156 | 14420.7 | Residential | Non-Incentive | 3 - Installed | 2015-04-02 09:56 | 2015-04-14 | 2015-09-30 | 34677 | 0 | STREAMLINE SOLAR POWER SYSTEMS LLC
RUNSE-RPV_107523 | 86406 | PV (Photovoltaic) | 11.772 | 19570.95 | Residential | Non-Incentive | 3 - Installed | 2015-05-20 14:24 | 2015-05-26 | 2015-09-30 | 38847.6 | 0 | STREAMLINE SOLAR POWER SYSTEMS LLC
RUNSE-RPV_109031 | 86401 | PV (Photovoltaic) | 7.905 | 13833.75 | Residential | Non-Incentive | 3 - Installed | 2015-08-03 13:11 | 2015-08-03 | 2015-09-30 | 24800 | 0 | ANGLE HOMES INC
RUNSE-RPV_109146 | 86403 | PV (Photovoltaic) | 10.464 | 17396.4 | Residential | Non-Incentive | 3 - Installed | 2015-08-21 13:03 | 2015-08-21 | 2015-10-01 | 37670.4 | 0 | ESMAY ELECTRIC INC
RUNSE-RPV_109269 | 86406 | PV (Photovoltaic) | 9.81 | 16309.125 | Residential | Non-Incentive | 3 - Installed | 2015-09-03 15:37 | 2015-09-04 | 2015-10-01 | 37363.66 | 0 | ESMAY ELECTRIC INC
RUNSE-RPV_107097 | 86401 | PV (Photovoltaic) | 13.08 | 20601 | Residential | Non-Incentive | 3 - Installed | 2015-05-12 08:51 | 2015-05-18 | 2015-10-02 | 48600 | 0 | STREAMLINE SOLAR POWER SYSTEMS LLC
RUNSE-RPV_108264 | 86401 | PV (Photovoltaic) | 8.175 | 13590.9375 | Residential | Non-Incentive | 3 - Installed | 2015-05-29 10:45 | 2015-05-29 | 2015-10-02 | 31062 | 0 | STREAMLINE SOLAR POWER SYSTEMS LLC
RUNSE-RPV_109625 | 86409 | PV (Photovoltaic) | 9.18 | 15261.75 | Residential | Non-Incentive | 3 - Installed | 2015-10-05 11:34 | 2015-10-05 | 2015-10-06 | 34633.2 | 0 | SALMONSEN CONSTRUCTION CORP
RUNSE-RPV_109043 | 86403 | PV (Photovoltaic) | 14.388 | 25179 | Residential | Non-Incentive | 3 - Installed | 2015-08-06 09:13 | 2015-08-06 | 2015-10-08 | 56113.2 | 0 | ESMAY ELECTRIC INC
RUNSE-RPV_108362 | 86413 | PV (Photovoltaic) | 13.734 | 20429.325 | Residential | Non-Incentive | 3 - Installed | 2015-05-30 08:28 | 2015-06-01 | 2015-10-09 | 51900 | 0 | STREAMLINE SOLAR POWER SYSTEMS LLC
RUNSE-RPV_108556 | 86406 | PV (Photovoltaic) | 9.81 | 16309.125 | Residential | Non-Incentive | 3 - Installed | 2015-06-01 09:07 | 2015-06-01 | 2015-10-09 | 37500 | 0 | STREAMLINE SOLAR POWER SYSTEMS LLC
RUNSE-RPV_109039 | 86404 | PV (Photovoltaic) | 14.388 | 25179 | Residential | Non-Incentive | 3 - Installed | 2015-08-05 10:57 | 2015-08-05 | 2015-10-09 | 58990.8 | 0 | ESMAY ELECTRIC INC
RUNSE-RPV_109689 | 86404 | PV (Photovoltaic) | 11.118 | 18483.675 | Residential | Non-Incentive | 3 - Installed | 2015-10-09 12:08 | 2015-10-09 | 2015-10-12 | 41136.6 | 0 | ESMAY ELECTRIC INC
RUNSE-RPV_109085 | 86406 | PV (Photovoltaic) | 7.848 | 13047.3 | Residential | Non-Incentive | 3 - Installed | 2015-08-11 07:52 | 2015-08-11 | 2015-10-13 | 27154.08 | 0 | ESMAY ELECTRIC INC
RUNSE-RPV_109279 | 86406 | PV (Photovoltaic) | 12.426 | 21745.5 | Residential | Non-Incentive | 3 - Installed | 2015-09-04 13:25 | 2015-09-04 | 2015-10-13 | 45354.9 | 0 | ESMAY ELECTRIC INC
RUNSE-RPV_108105 | 86403 | PV (Photovoltaic) | 12.099 | 19055.925 | Residential | Non-Incentive | 3 - Installed | 2015-05-28 13:17 | 2015-06-01 | 2015-10-21 | 47453 | 0 | STREAMLINE SOLAR POWER SYSTEMS LLC
RUNSE-RPV_108948 | 85648 | PV (Photovoltaic) | 8.415 | 13989.9375 | Residential | Non-Incentive | 3 - Installed | 2015-07-16 08:09 | 2015-07-20 | 2015-10-21 | 29136 | 0 | SUMMERWIND SOLAR LLC
RUNSE-RPV_109257 | 85648 | PV (Photovoltaic) | 7.65 | 12718.125 | Residential | Non-Incentive | 3 - Installed | 2015-09-02 11:10 | 2015-09-22 | 2015-10-22 | 33660 | 0 | SOLARCITY CORPORATION
RUNSE-RPV_107713 | 85648 | PV (Photovoltaic) | 14 | 20825 | Residential | Non-Incentive | 3 - Installed | 2015-05-22 13:48 | 2015-08-20 | 2015-10-23 | 61600 | 0 | SOLARCITY CORPORATION
RUNSE-RPV_109154 | 86403 | PV (Photovoltaic) | 11.445 | 19027.3125 | Residential | Non-Incentive | 3 - Installed | 2015-08-21 16:49 | 2015-08-21 | 2015-10-23 | 40685.25 | 0 | ESMAY ELECTRIC INC
RUNSE-RPV_109347 | 85648 | PV (Photovoltaic) | 7.25 | 12053.125 | Residential | Non-Incentive | 3 - Installed | 2015-09-14 13:13 | 2015-09-23 | 2015-10-23 | 31900 | 0 | SOLARCITY CORPORATION
RUNSE-RPV_109635 | 85648 | PV (Photovoltaic) | 5.25 | 8268.75 | Residential | Non-Incentive | 3 - Installed | 2015-10-05 13:02 | 2015-10-20 | 2015-10-23 | 23073 | 0 | SOLARCITY CORPORATION
RUNSE-RPV_108785 | 86403 | PV (Photovoltaic) | 10.464 | 17396.4 | Residential | Non-Incentive | 3 - Installed | 2015-06-12 11:49 | 2015-06-16 | 2015-10-26 | 39171 | 0 | STREAMLINE SOLAR POWER SYSTEMS LLC
RUNSE-RPV_108816 | 86406 | PV (Photovoltaic) | 11.445 | 18025.875 | Residential | Non-Incentive | 3 - Installed | 2015-06-25 13:16 | 2015-06-29 | 2015-10-26 | 42584 | 0 | STREAMLINE SOLAR POWER SYSTEMS LLC
RUNSE-RPV_108921 | 86404 | PV (Photovoltaic) | 11.772 | 19570.95 | Residential | Non-Incentive | 3 - Installed | 2015-07-13 11:06 | 2015-07-13 | 2015-10-26 | 41790.6 | 0 | ESMAY ELECTRIC INC
RUNSE-RPV_109139 | 86406 | PV (Photovoltaic) | 28.122 | 47244.96 | Residential | Non-Incentive | 3 - Installed | 2015-08-20 12:42 | 2015-08-20 | 2015-10-27 | 103087.21 | 0 | ESMAY ELECTRIC INC
RUNSE-RPV_109142 | 86403 | PV (Photovoltaic) | 7.848 | 13184.64 | Residential | Non-Incentive | 3 - Installed | 2015-08-20 15:00 | 2015-08-20 | 2015-10-27 | 28252.8 | 0 | ESMAY ELECTRIC INC
RUNSE-RPV_109938 | 86403 | PV (Photovoltaic) | 6.27 | 10533.6 | Residential | Non-Incentive | 3 - Installed | 2015-10-26 13:12 | 2015-10-26 | 2015-10-27 | 25750 | 0 | HYBRID SOLAR
RUNSE-RPV_109996 | 86406 | PV (Photovoltaic) | 4.48 | 7448 | Residential | Non-Incentive | 3 - Installed | 2015-11-02 10:58 | 2015-10-09 | 2015-10-27 | 14000 | 0 | ESMAY ELECTRIC INC
RUNSE-RPV_106914 | 86404 | PV (Photovoltaic) | 2.85 | 4738.125 | Residential | Non-Incentive | 3 - Installed | 2015-05-05 15:16 | 2015-05-05 | 2015-10-28 | 14963 | 0 | MOHAVE SOLAR
RUNSE-RPV_107959 | 86406 | PV (Photovoltaic) | 9.156 | 14420.7 | Residential | Non-Incentive | 3 - Installed | 2015-05-27 11:49 | 2015-05-29 | 2015-10-29 | 21974.4 | 0 | STREAMLINE SOLAR POWER SYSTEMS LLC
RUNSE-RPV_109141 | 86403 | PV (Photovoltaic) | 21.582 | 36635.445 | Residential | Non-Incentive | 3 - Installed | 2015-08-20 14:30 | 2015-08-20 | 2015-10-29 | 77695.2 | 0 | ESMAY ELECTRIC INC
RUNSE-RPV_109270 | 86403 | PV (Photovoltaic) | 13.734 | 23313.465 | Residential | Non-Incentive | 3 - Installed | 2015-09-04 10:55 | 2015-09-04 | 2015-10-29 | 49442.4 | 0 | ESMAY ELECTRIC INC
RUNSE-RPV_109303 | 86404 | PV (Photovoltaic) | 10.464 | 18128.88 | Residential | Non-Incentive | 3 - Installed | 2015-09-09 14:42 | 2015-09-10 | 2015-10-29 | 36519.36 | 0 | ESMAY ELECTRIC INC
RUNSE-RPV_108815 | 86403 | PV (Photovoltaic) | 11.445 | 18025.875 | Residential | Non-Incentive | 3 - Installed | 2015-06-25 12:49 | 2015-07-06 | 2015-10-30 | 43084 | 0 | STREAMLINE SOLAR POWER SYSTEMS LLC
RUNSE-RPV_108943 | 86406 | PV (Photovoltaic) | 11.445 | 19027.3125 | Residential | Non-Incentive | 3 - Installed | 2015-07-15 11:12 | 2015-07-16 | 2015-10-30 | 43284 | 0 | STREAMLINE SOLAR POWER SYSTEMS LLC
RUNSE-RPV_109979 | 86401 | PV (Photovoltaic) | 6.885 | 12048.75 | Residential | Non-Incentive | 3 - Installed | 2015-10-29 16:15 | 2015-10-29 | 2015-11-03 | 29000 | 0 | ANGLE HOMES INC
RUNSE-RPV_109281 | 86404 | PV (Photovoltaic) | 14.388 | 23920.05 | Residential | Non-Incentive | 3 - Installed | 2015-09-04 16:48 | 2015-09-04 | 2015-11-04 | 58990.8 | 0 | ESMAY ELECTRIC INC
RUNSE-RPV_109372 | 85648 | PV (Photovoltaic) | 6.885 | 11084.85 | Residential | Non-Incentive | 3 - Installed | 2015-09-17 16:43 | 2015-09-28 | 2015-11-04 | 30294 | 0 | SOLARCITY CORPORATION
RUNSE-RPV_109903 | 86404 | PV (Photovoltaic) | 10.64 | 17502.8 | Residential | Non-Incentive | 3 - Installed | 2015-10-20 11:41 | 2015-10-20 | 2015-11-04 | 43320 | 0 | HYBRID SOLAR
RUNSE-RPV_108944 | 86406 | PV (Photovoltaic) | 9.156 | 14420.7 | Residential | Non-Incentive | 3 - Installed | 2015-07-15 11:18 | 2015-07-20 | 2015-11-05 | 34537 | 0 | STREAMLINE SOLAR POWER SYSTEMS LLC
RUNSE-RPV_108552 | 86403 | PV (Photovoltaic) | 12.099 | 20114.5875 | Residential | Non-Incentive | 3 - Installed | 2015-06-01 09:01 | 2015-06-01 | 2015-11-06 | 46138 | 0 | STREAMLINE SOLAR POWER SYSTEMS LLC
RUNSE-RPV_109221 | 86404 | PV (Photovoltaic) | 9.81 | 16137.45 | Residential | Non-Incentive | 3 - Installed | 2015-08-28 15:37 | 2015-08-28 | 2015-11-06 | 32961.6 | 0 | ESMAY ELECTRIC INC
RUNSE-RPV_108241 | 86406 | PV (Photovoltaic) | 12.426 | 20875.68 | Residential | Non-Incentive | 3 - Installed | 2015-05-29 09:35 | 2015-05-29 | 2015-11-10 | 51567.9 | 0 | ESMAY ELECTRIC INC
RUNSE-RPV_109255 | 85648 | PV (Photovoltaic) | 3.57 | 6060.075 | Residential | Non-Incentive | 3 - Installed | 2015-09-02 06:38 | 2015-10-07 | 2015-11-11 | 15708 | 0 | SOLARCITY CORPORATION
RUNSE-RPV_109433 | 85648 | PV (Photovoltaic) | 7.75 | 12748.75 | Residential | Non-Incentive | 3 - Installed | 2015-09-23 17:22 | 2015-09-30 | 2015-11-11 | 34100 | 0 | SOLARCITY CORPORATION
RUNSE-RPV_109502 | 86403 | PV (Photovoltaic) | 7.68 | 12902.4 | Residential | Non-Incentive | 3 - Installed | 2015-09-30 15:47 | 2015-09-30 | 2015-11-11 | 26880 | 0 | ESMAY ELECTRIC INC
RUNSE-RPV_109692 | 86406 | PV (Photovoltaic) | 8.96 | 14896 | Residential | Non-Incentive | 3 - Installed | 2015-10-09 13:49 | 2015-10-09 | 2015-11-12 | 28224 | 0 | ESMAY ELECTRIC INC
RUNSE-RPV_99150 | 85648 | PV (Photovoltaic) | 4.5 | 7638.75 | Residential | Non-Incentive | 3 - Installed | 2014-10-23 10:14 | 2014-10-28 | 2015-11-13 | 25740 | 0 | SOLARCITY CORPORATION
RUNSE-RPV_109256 | 85648 | PV (Photovoltaic) | 8.67 | 13351.8 | Residential | Non-Incentive | 3 - Installed | 2015-09-02 10:54 | 2015-09-22 | 2015-11-13 | 38148 | 0 | SOLARCITY CORPORATION
RUNSE-RPV_109103 | 86406 | PV (Photovoltaic) | 7.194 | 11078.76 | Residential | Non-Incentive | 3 - Installed | 2015-08-14 10:13 | 2015-08-19 | 2015-11-16 | 27300 | 0 | STREAMLINE SOLAR POWER SYSTEMS LLC
RUNSE-RPV_109489 | 86406 | PV (Photovoltaic) | 10.464 | 17579.52 | Residential | Non-Incentive | 3 - Installed | 2015-09-29 13:58 | 2015-09-29 | 2015-11-17 | 36519.36 | 0 | ESMAY ELECTRIC INC
RUNSE-RPV_109917 | 86406 | PV (Photovoltaic) | 12.16 | 20003.2 | Residential | Non-Incentive | 3 - Installed | 2015-10-21 15:50 | 2015-10-21 | 2015-11-17 | 46115.46 | 0 | ESMAY ELECTRIC INC
RUNSE-RPV_110008 | 86406 | PV (Photovoltaic) | 14.08 | 23654.4 | Residential | Non-Incentive | 3 - Installed | 2015-11-02 14:52 | 2015-11-02 | 2015-11-17 | 46464 | 0 | ESMAY ELECTRIC INC
RUNSE-RPV_105762 | 86406 | PV (Photovoltaic) | 17.004 | 26781.3 | Residential | Non-Incentive | 3 - Installed | 2015-02-05 14:16 | 2015-02-05 | 2015-11-20 | 74117.2 | 0 | ESMAY ELECTRIC INC
RUNSE-RPV_110291 | 86403 | PV (Photovoltaic) | 9.156 | 15382.08 | Residential | Non-Incentive | 3 - Installed | 2015-11-19 16:07 | 2015-11-19 | 2015-11-20 | 38599.6 | 0 | ESMAY ELECTRIC INC
RUNSE-RPV_109222 | 86409 | PV (Photovoltaic) | 5.355 | 9371.25 | Residential | Non-Incentive | 3 - Installed | 2015-08-28 16:53 | 2015-09-03 | 2015-11-23 | 16601 | 0 | ANGLE HOMES INC
RUNSE-RPV_109319 | 85648 | PV (Photovoltaic) | 7.395 | 10353 | Residential | Non-Incentive | 3 - Installed | 2015-09-11 14:59 | 2015-09-23 | 2015-11-23 | 32538 | 0 | SOLARCITY CORPORATION
RUNSE-RPV_109454 | 86406 | PV (Photovoltaic) | 12.426 | 21093.135 | Residential | Non-Incentive | 3 - Installed | 2015-09-25 13:34 | 2015-09-25 | 2015-11-24 | 42248.4 | 0 | ESMAY ELECTRIC INC
RUNSE-RPV_110264 | 86406 | PV (Photovoltaic) | 9.6 | 16632 | Residential | Non-Incentive | 3 - Installed | 2015-11-18 14:46 | 2015-11-18 | 2015-11-24 | 30240 | 0 | ESMAY ELECTRIC INC
RUNSE-RPV_108251 | 86406 | PV (Photovoltaic) | 11.772 | 20394.99 | Residential | Non-Incentive | 3 - Installed | 2015-05-29 09:58 | 2015-05-29 | 2015-11-25 | 39907.08 | 0 | ESMAY ELECTRIC INC
RUNSE-RPV_108445 | 86406 | PV (Photovoltaic) | 6.213 | 10220.385 | Residential | Non-Incentive | 3 - Installed | 2015-05-31 09:36 | 2015-06-01 | 2015-11-25 | 23000 | 0 | STREAMLINE SOLAR POWER SYSTEMS LLC
RUNSE-RPV_109051 | 86404 | PV (Photovoltaic) | 12.426 | 18483.675 | Residential | Non-Incentive | 3 - Installed | 2015-08-06 12:18 | 2015-08-07 | 2015-11-25 | 47234 | 0 | STREAMLINE SOLAR POWER SYSTEMS LLC
RUNSE-RPV_109113 | 86406 | PV (Photovoltaic) | 9.156 | 14741.16 | Residential | Non-Incentive | 3 - Installed | 2015-08-17 12:34 | 2015-08-25 | 2015-11-25 | 34695 | 0 | STREAMLINE SOLAR POWER SYSTEMS LLC
RUNSE-RPV_109295 | 86406 | PV (Photovoltaic) | 13.08 | 20601 | Residential | Non-Incentive | 3 - Installed | 2015-09-08 15:16 | 2015-09-08 | 2015-11-25 | 42822 | 0 | STREAMLINE SOLAR POWER SYSTEMS LLC
RUNSE-RPV_109626 | 86406 | PV (Photovoltaic) | 9.81 | 16309.125 | Residential | Non-Incentive | 3 - Installed | 2015-10-05 11:57 | 2015-10-05 | 2015-11-25 | 33354 | 0 | ESMAY ELECTRIC INC
RUNSE-RPV_109199 | 86404 | PV (Photovoltaic) | 11.772 | 20601 | Residential | Non-Incentive | 3 - Installed | 2015-08-25 16:56 | 2015-08-25 | 2015-11-27 | 40613.4 | 0 | ESMAY ELECTRIC INC
RUNSE-RPV_109306 | 85648 | PV (Photovoltaic) | 3.825 | 6158.25 | Residential | Non-Incentive | 3 - Installed | 2015-09-10 09:52 | 2015-09-30 | 2015-11-29 | 16830 | 0 | SOLARCITY CORPORATION
RUNSE-RPV_108773 | 86406 | PV (Photovoltaic) | 14.25 | 23191.875 | Residential | Non-Incentive | 3 - Installed | 2015-06-02 15:45 | 2015-06-01 | 2015-12-01 | 68400 | 0 | HYBRID SOLAR
RUNSE-RPV_110347 | 86403 | PV (Photovoltaic) | 6.84 | 11132.1 | Residential | Non-Incentive | 3 - Installed | 2015-11-23 11:47 | 2015-11-23 | 2015-12-01 | 28940 | 0 | MOHAVE SOLAR
RUNSE-RPV_110368 | 86404 | PV (Photovoltaic) | 11.2 | 18816 | Residential | Non-Incentive | 3 - Installed | 2015-11-30 07:18 | 2015-11-30 | 2015-12-01 | 39312 | 0 | ESMAY ELECTRIC INC
RUNSE-RPV_109318 | 86406 | PV (Photovoltaic) | 11.118 | 18094.545 | Residential | Non-Incentive | 3 - Installed | 2015-09-11 14:40 | 2015-09-23 | 2015-12-08 | 36665 | 0 | STREAMLINE SOLAR POWER SYSTEMS LLC
RUNSE-RPV_108447 | 86406 | PV (Photovoltaic) | 13.734 | 22592.43 | Residential | Non-Incentive | 3 - Installed | 2015-05-31 09:51 | 2015-06-01 | 2015-12-09 | 51863 | 0 | STREAMLINE SOLAR POWER SYSTEMS LLC
RUNSE-RPV_109035 | 86404 | PV (Photovoltaic) | 10.464 | 15565.2 | Residential | Non-Incentive | 3 - Installed | 2015-08-04 09:50 | 2015-08-19 | 2015-12-09 | 39500 | 0 | STREAMLINE SOLAR POWER SYSTEMS LLC
RUNSE-RPV_109204 | 86406 | PV (Photovoltaic) | 14.388 | 24423.63 | Residential | Non-Incentive | 3 - Installed | 2015-08-26 14:17 | 2015-05-29 | 2015-12-09 | 53995 | 0 | ESMAY ELECTRIC INC
RUNSE-RPV_109367 | 86403 | PV (Photovoltaic) | 14.388 | 21402.15 | Residential | Non-Incentive | 3 - Installed | 2015-09-16 14:59 | 2015-09-29 | 2015-12-09 | 46000 | 0 | STREAMLINE SOLAR POWER SYSTEMS LLC
RUNSE-RPV_109841 | 86403 | PV (Photovoltaic) | 9.81 | 16652.475 | Residential | Non-Incentive | 3 - Installed | 2015-10-14 16:40 | 2015-10-14 | 2015-12-09 | 40621.31 | 0 | ESMAY ELECTRIC INC
RUNSE-RPV_108935 | 86413 | PV (Photovoltaic) | 7.848 | 11673.9 | Residential | Non-Incentive | 3 - Installed | 2015-07-13 13:41 | 2015-07-20 | 2015-12-15 | 25898.4 | 0 | STREAMLINE SOLAR POWER SYSTEMS LLC
RUNSE-RPV_109292 | 85648 | PV (Photovoltaic) | 5.865 | 9647.925 | Residential | Non-Incentive | 3 - Installed | 2015-09-08 13:52 | 2015-09-22 | 2015-12-15 | 25806 | 0 | SOLARCITY CORPORATION
RUNSE-RPV_109384 | 85648 | PV (Photovoltaic) | 5 | 8575 | Residential | Non-Incentive | 3 - Installed | 2015-09-18 16:21 | 2015-09-29 | 2015-12-15 | 22000 | 0 | SOLARCITY CORPORATION
RUNSE-RPV_109612 | 85648 | PV (Photovoltaic) | 8.16 | 11424 | Residential | Non-Incentive | 3 - Installed | 2015-10-04 12:10 | 2015-10-20 | 2015-12-15 | 35904 | 0 | SOLARCITY CORPORATION
RUNSE-RPV_110319 | 86413 | PV (Photovoltaic) | 7.68 | 13305.6 | Residential | Non-Incentive | 3 - Installed | 2015-11-20 11:23 | 2015-12-02 | 2015-12-15 | 26344 | 0 | ESMAY ELECTRIC INC
RUNSE-RPV_109628 | 86406 | PV (Photovoltaic) | 9.81 | 16995.825 | Residential | Non-Incentive | 3 - Installed | 2015-10-05 12:25 | 2015-10-05 | 2015-12-16 | 35040 | 0 | ESMAY ELECTRIC INC
RUNSE-RPV_110297 | 86406 | PV (Photovoltaic) | 14.08 | 23654.4 | Residential | Non-Incentive | 3 - Installed | 2015-11-20 08:13 | 2015-11-20 | 2015-12-16 | 44325 | 0 | ESMAY ELECTRIC INC
RUNSE-RPV_110502 | 86409 | PV (Photovoltaic) | 8.415 | 14431.725 | Residential | Non-Incentive | 3 - Installed | 2015-12-10 06:46 | 2015-12-10 | 2015-12-16 | 22275 | 0 | SALMONSEN CONSTRUCTION CORP
RUNSE-RPV_109669 | 85648 | PV (Photovoltaic) | 5.61 | 9424.8 | Residential | Non-Incentive | 3 - Installed | 2015-10-08 19:40 | 2015-10-30 | 2015-12-17 | 24684 | 0 | SOLARCITY CORPORATION
RUNSE-RPV_109898 | 85648 | PV (Photovoltaic) | 6.375 | 9482.8125 | Residential | Non-Incentive | 3 - Installed | 2015-10-20 06:41 | 2015-11-04 | 2015-12-17 | 28050 | 0 | SOLARCITY CORPORATION
RUNSE-RPV_108254 | 86406 | PV (Photovoltaic) | 13.734 | 22592.43 | Residential | Non-Incentive | 3 - Installed | 2015-05-29 10:05 | 2015-06-01 | 2015-12-18 | 51663 | 0 | STREAMLINE SOLAR POWER SYSTEMS LLC
RUNSE-RPV_109015 | 86406 | PV (Photovoltaic) | 14.388 | 21402.15 | Residential | Non-Incentive | 3 - Installed | 2015-07-31 09:44 | 2015-08-11 | 2015-12-18 | 53955 | 0 | STREAMLINE SOLAR POWER SYSTEMS LLC
RUNSE-RPV_109432 | 86406 | PV (Photovoltaic) | 8.502 | 12646.725 | Residential | Non-Incentive | 3 - Installed | 2015-09-23 16:44 | 2015-09-30 | 2015-12-18 | 28080 | 0 | STREAMLINE SOLAR POWER SYSTEMS LLC
RUNSE-RPV_109857 | 85648 | PV (Photovoltaic) | 4 | 6510 | Residential | Non-Incentive | 3 - Installed | 2015-10-15 19:12 | 2015-11-03 | 2015-12-18 | 17600 | 0 | SOLARCITY CORPORATION
RUNSE-RPV_109906 | 86406 | PV (Photovoltaic) | 9.156 | 15221.85 | Residential | Non-Incentive | 3 - Installed | 2015-10-20 15:48 | 2015-10-20 | 2015-12-18 | 32330.4 | 0 | ESMAY ELECTRIC INC
RUNSE-RPV_110066 | 86404 | PV (Photovoltaic) | 10.83 | 18762.975 | Residential | Non-Incentive | 3 - Installed | 2015-11-11 08:38 | 2015-11-11 | 2015-12-18 | 36822 | 0 | MOHAVE SOLAR
RUNSE-RPV_110134 | 86404 | PV (Photovoltaic) | 7.04 | 12196.8 | Residential | Non-Incentive | 3 - Installed | 2015-11-13 09:35 | 2015-11-13 | 2015-12-18 | 23020.8 | 0 | ESMAY ELECTRIC INC
RUNSE-RPV_110491 | 86403 | PV (Photovoltaic) | 6.4 | 10864 | Residential | Non-Incentive | 3 - Installed | 2015-12-09 07:41 | 2015-12-09 | 2015-12-18 | 20480 | 0 | ESMAY ELECTRIC INC
UNSEDG-01990 | 86404 | PV (Photovoltaic) | 3.6 | 6335 | Residential | Non-Incentive | 3 - Installed | 2018-08-03 | 2018-08-17 | 2015-12-18 | 11160 | 0 | Esmay Electric, Inc. | Purchase
RUNSE-RPV_109014 | 86406 | PV (Photovoltaic) | 13.734 | 21631.05 | Residential | Non-Incentive | 3 - Installed | 2015-07-31 09:24 | 2015-08-05 | 2015-12-21 | 51400 | 0 | STREAMLINE SOLAR POWER SYSTEMS LLC
RUNSE-RPV_110492 | 86406 | PV (Photovoltaic) | 5.7 | 9476.25 | Residential | Non-Incentive | 3 - Installed | 2015-12-09 07:58 | 2015-12-09 | 2015-12-21 | 19950 | 0 | HYBRID SOLAR
RUNSE-RPV_110385 | 86401 | PV (Photovoltaic) | 8.32 | 14414.4 | Residential | Non-Incentive | 3 - Installed | 2015-12-02 15:45 | 2015-12-02 | 2015-12-22 | 32624 | 0 | ESMAY ELECTRIC INC
RUNSE-RPV_110052 | 86404 | PV (Photovoltaic) | 5.232 | 9064.44 | Residential | Non-Incentive | 3 - Installed | 2015-11-10 15:51 | 2015-11-10 | 2015-12-28 | 17027.2 | 0 | ESMAY ELECTRIC INC
RUNSE-RPV_107700 | 85648 | PV (Photovoltaic) | 3.5 | 5818.75 | Residential | Non-Incentive | 3 - Installed | 2015-05-22 12:25 | 2015-05-29 | 2015-12-29 | 30800 | 0 | SOLARCITY CORPORATION
RUNSE-RPV_110503 | 86403 | PV (Photovoltaic) | 6.84 | 11730.6 | Residential | Non-Incentive | 3 - Installed | 2015-12-10 13:03 | 2015-12-10 | 2015-12-29 | 19494 | 0 | AAA ELECTRIC, INC
RUNSE-RPV_108443 | 86406 | PV (Photovoltaic) | 13.734 | 22111.74 | Residential | Non-Incentive | 3 - Installed | 2015-05-31 09:30 | 2015-06-01 | 2015-12-30 | 53453 | 0 | STREAMLINE SOLAR POWER SYSTEMS LLC
RUNSE-RPV_110021 | 86406 | PV (Photovoltaic) | 10.464 | 17762.64 | Residential | Non-Incentive | 3 - Installed | 2015-11-04 15:35 | 2015-11-04 | 2015-12-30 | 36515.36 | 0 | ESMAY ELECTRIC INC
RUNSE-RPV_110120 | 86406 | PV (Photovoltaic) | 13.734 | 22352.085 | Residential | Non-Incentive | 3 - Installed | 2015-11-12 15:50 | 2015-11-12 | 2015-12-30 | 38928 | 0 | ESMAY ELECTRIC INC
RUNSE-RPV_110335 | 86406 | PV (Photovoltaic) | 3.78 | 6218.1 | Residential | Non-Incentive | 3 - Installed | 2015-11-23 09:19 | 2015-11-23 | 2015-12-30 | 11340 | 0 | AAA ELECTRIC, INC
RUNSE-RPV_109434 | 85648 | PV (Photovoltaic) | 5.75 | 9056.25 | Residential | Non-Incentive | 3 - Installed | 2015-09-23 17:27 | 2015-10-21 | 2015-12-31 | 25300 | 0 | SOLARCITY CORPORATION
UNSEDG-00036 | 86404 | PV (Photovoltaic) | 4.48 | 7537 | Residential | Non-Incentive | 3 - Installed | 2016-01-18 | 2016-01-22 | 2016-02-10 | 26853.12 | 0 | Esmay Electric, Inc. | Purchase
UNSEDG-00119 | 86404 | PV (Photovoltaic) | 7.68 | 13165 | Residential | Non-Incentive | 3 - Installed | 2016-01-18 | 2016-02-02 | 2016-02-10 | 48672 | 0 | Esmay Electric, Inc. | Purchase
UNSEDG-00124 | 86401 | PV (Photovoltaic) | 13.77 | 25134 | Residential | Non-Incentive | 3 - Installed | 2016-02-08 | 2016-02-09 | 2016-02-24 | 77400 | 0 | Tri State Solar and Wind Corp. | Purchase
UNSEDG-00125 | 86403 | PV (Photovoltaic) | 14.08 | 25406 | Residential | Non-Incentive | 3 - Installed | 2016-02-09 | 2016-02-12 | 2016-03-02 | 80593.92 | 0 | Esmay Electric, Inc. | Purchase
UNSEDG-00132 | 85648 | PV (Photovoltaic) | 8.25 | 11095 | Residential | Non-Incentive | 3 - Installed | 2016-02-12 | 2016-02-15 | 2016-03-02 | 36300 | 0 | SolarCity | Lease
UNSEDG-00154 | 86406 | PV (Photovoltaic) | 18.966 | 33801 | Residential | Non-Incentive | 3 - Installed | 2016-02-23 | 2016-02-24 | 2016-03-02 | 137704.18 | 0 | Esmay Electric, Inc. | Lease
UNSEDG-00122 | 86404 | PV (Photovoltaic) | 14.08 | 24750 | Residential | Non-Incentive | 3 - Installed | 2016-02-03 | 2016-02-09 | 2016-03-03 | 94052.16 | 0 | Esmay Electric, Inc. | Purchase
UNSEDG-00118 | 86401 | PV (Photovoltaic) | 9.805 | 18408 | Residential | Non-Incentive | 3 - Installed | 2016-01-28 | 2016-02-03 | 2016-03-04 | 24800 | 0 | Angle Solar Solutions | Purchase
UNSEDG-00117 | 85640 | PV (Photovoltaic) | 4.96 | 9201 | Residential | Non-Incentive | 3 - Installed | 2016-01-28 | 2016-02-01 | 2016-03-08 | 17014 | 0 | Net Zero Solar LLC | Purchase
UNSEDG-00143 | 86403 | PV (Photovoltaic) | 10.464 | 18226 | Residential | Non-Incentive | 3 - Installed | 2016-02-19 | 2016-03-03 | 2016-03-08 | 65734.85 | 0 | Esmay Electric, Inc. | Lease
UNSEDG-00145 | 86406 | PV (Photovoltaic) | 13.44 | 23355 | Residential | Non-Incentive | 3 - Installed | 2016-02-19 | 2016-03-04 | 2016-03-08 | 84913.92 | 0 | Esmay Electric, Inc. | Purchase
UNSEDG-00150 | 86403 | PV (Photovoltaic) | 7.5 | 13027 | Residential | Non-Incentive | 3 - Installed | 2016-02-19 | 2016-03-04 | 2016-03-09 | 33750 | 0 | Esmay Electric, Inc. | Purchase
UNSEDG-00133 | 86404 | PV (Photovoltaic) | 8.32 | 15110 | Residential | Non-Incentive | 3 - Installed | 2016-02-16 | 2016-02-16 | 2016-03-10 | 32000 | 0 | Hybrid Solar | Purchase
UNSEDG-00146 | 86406 | PV (Photovoltaic) | 7.04 | 12122 | Residential | Non-Incentive | 3 - Installed | 2016-02-19 | 2016-03-03 | 2016-03-10 | 44732.16 | 0 | Esmay Electric, Inc. | Purchase
UNSEDG-00128 | 85648 | PV (Photovoltaic) | 8.5 | 14810 | Residential | Non-Incentive | 3 - Installed | 2016-02-11 | 2016-02-15 | 2016-03-11 | 37400 | 0 | SolarCity | Lease
UNSEDG-00129 | 85648 | PV (Photovoltaic) | 9.5 | 16053 | Residential | Non-Incentive | 3 - Installed | 2016-02-11 | 2016-02-15 | 2016-03-11 | 41800 | 0 | SolarCity | Lease
UNSEDG-00130 | 86406 | PV (Photovoltaic) | 9.405 | 16819 | Residential | Non-Incentive | 3 - Installed | 2016-02-16 | 2016-02-15 | 2016-03-15 | 35000 | 0 | Mohave Solar | Purchase
UNSEDG-00144 | 86406 | PV (Photovoltaic) | 7.194 | 11014 | Residential | Non-Incentive | 3 - Installed | 2016-02-19 | 2016-03-02 | 2016-03-15 | 45063.22 | 0 | Esmay Electric, Inc. | Lease
UNSEDG-00142 | 86403 | PV (Photovoltaic) | 10.464 | 18046 | Residential | Non-Incentive | 3 - Installed | 2016-02-19 | 2016-03-02 | 2016-03-24 | 76293.54 | 0 | Esmay Electric, Inc. | Lease
UNSEDG-00155 | 86409 | PV (Photovoltaic) | 5.232 | 8653 | Residential | Non-Incentive | 3 - Installed | 2016-01-19 | 2016-03-08 | 2016-03-24 | 17480 | 0 | Streamline Solar Power Systems | Lease
UNSEDG-00179 | 86406 | PV (Photovoltaic) | 14.388 | 25811 | Residential | Non-Incentive | 3 - Installed | 2016-03-11 | 2016-03-14 | 2016-03-30 | 51221.28 | 0 | Esmay Electric, Inc. | Purchase
UNSEDG-00134 | 86406 | PV (Photovoltaic) | 9.45 | 17656 | Residential | Non-Incentive | 3 - Installed | 2016-02-16 | 2016-02-17 | 2016-04-04 | 38600 | 0 | AAA Electric Inc. | Purchase
UNSEDG-00181 | 86406 | PV (Photovoltaic) | 11.772 | 20685 | Residential | Non-Incentive | 3 - Installed | 2016-02-29 | 2016-03-14 | 2016-04-04 | 40024.8 | 0 | Esmay Electric, Inc. | Lease
UNSEDG-00182 | 86404 | PV (Photovoltaic) | 9.156 | 15704 | Residential | Non-Incentive | 3 - Installed | 2016-02-25 | 2016-03-14 | 2016-04-04 | 31679.76 | 0 | Esmay Electric, Inc. | Lease
UNSEDG-00188 | 86403 | PV (Photovoltaic) | 14.388 | 25814 | Residential | Non-Incentive | 3 - Installed | 2016-03-04 | 2016-03-17 | 2016-04-04 | 48919.2 | 0 | Esmay Electric, Inc. | Lease
UNSEDG-00157 | 86403 | PV (Photovoltaic) | 11.445 | 19719 | Residential | Non-Incentive | 3 - Installed | 2016-02-03 | 2016-03-08 | 2016-04-05 | 37250 | 0 | Streamline Solar Power Systems LLC | Lease
UNSEDG-00204 | 86413 | PV (Photovoltaic) | 4.575 | 8903 | Residential | Non-Incentive | 3 - Installed | 2016-03-22 | 2016-03-23 | 2016-04-05 | 14696 | 0 | Self Install | Purchase
UNSEDG-00135 | 85648 | PV (Photovoltaic) | 4.24 | 7597 | Residential | Non-Incentive | 3 - Installed | 2016-02-16 | 2016-02-17 | 2016-04-06 | 18656 | 0 | SolarCity | Lease
UNSEDG-00191 | 86409 | PV (Photovoltaic) | 3.825 | 6588 | Residential | Non-Incentive | 3 - Installed | 2016-03-15 | 2016-03-16 | 2016-04-06 | 18166.72 | 0 | Tri State Solar & Wind Corp. | Purchase
UNSEDG-00195 | 86401 | PV (Photovoltaic) | 3.525 | 6405 | Residential | Non-Incentive | 3 - Installed | 2016-03-16 | 2016-03-16 | 2016-04-06 | 20800 | 0 | Tri State Solar & Wind Corp. | Purchase
UNSEDG-00193 | 86406 | PV (Photovoltaic) | 14.25 | 25650 | Residential | Non-Incentive | 3 - Installed | 2016-03-16 | 2016-03-16 | 2016-04-11 | 47730 | 0 | Hybrid Solar | Purchase
UNSEDG-00215 | 86404 | PV (Photovoltaic) | 13.734 | 23235 | Residential | Non-Incentive | 3 - Installed | 2016-03-25 | 2016-03-28 | 2016-04-11 | 44049 | 0 | Streamline Solar Power Systems | Lease
UNSEDG-00186 | 86404 | PV (Photovoltaic) | 12.426 | 18925 | Residential | Non-Incentive | 3 - Installed | 2016-03-01 | 2016-03-14 | 2016-04-12 | 42248.4 | 0 | Esmay Electric, Inc. | Lease
UNSEDG-00137 | 85648 | PV (Photovoltaic) | 13.78 | 21879 | Residential | Non-Incentive | 3 - Installed | 2016-02-16 | 2016-02-17 | 2016-04-13 | 60632 | 0 | SolarCity | Lease
UNSEDG-00177 | 86406 | PV (Photovoltaic) | 7.125 | 12236 | Residential | Non-Incentive | 3 - Installed | 2016-03-10 | 2016-03-14 | 2016-04-13 | 24000 | 0 | Hybrid Solar | Purchase
UNSEDG-00189 | 86404 | PV (Photovoltaic) | 14.388 | 25477 | Residential | Non-Incentive | 3 - Installed | 2016-03-03 | 2016-03-15 | 2016-04-13 | 48919.2 | 0 | Esmay Electric, Inc. | Lease
UNSEDG-00197 | 86403 | PV (Photovoltaic) | 14.388 | 25077 | Residential | Non-Incentive | 3 - Installed | 2016-03-11 | 2016-03-17 | 2016-04-13 | 50000 | 0 | Esmay Electric, Inc. | Purchase
UNSEDG-00206 | 86406 | PV (Photovoltaic) | 5.886 | 10215 | Residential | Non-Incentive | 3 - Installed | 2016-03-07 | 2016-03-24 | 2016-04-13 | 20706.7 | 0 | Esmay Electric, Inc. | Lease
UNSEDG-00207 | 86406 | PV (Photovoltaic) | 5.886 | 9831 | Residential | Non-Incentive | 3 - Installed | 2016-03-07 | 2016-03-24 | 2016-04-13 | 20706.7 | 0 | Esmay Electric, Inc. | Lease
UNSEDG-00141 | 85648 | PV (Photovoltaic) | 10.5 | 16892 | Residential | Non-Incentive | 3 - Installed | 2016-02-18 | 2016-03-01 | 2016-04-14 | 46200 | 0 | SolarCity | Lease
UNSEDG-00161 | 86404 | PV (Photovoltaic) | 14.388 | 25326 | Residential | Non-Incentive | 3 - Installed | 2016-01-18 | 2016-03-10 | 2016-04-14 | 49100 | 0 | Streamline Solar Power Systems LLC | Lease
UNSEDG-00201 | 86409 | PV (Photovoltaic) | 11.772 | 21522 | Residential | Non-Incentive | 3 - Installed | 2016-03-18 | 2016-03-22 | 2016-04-14 | 39050 | 0 | Streamline Solar Power Systems | Lease
UNSEDG-00210 | 85648 | PV (Photovoltaic) | 3.9 | 6871 | Residential | Non-Incentive | 3 - Installed | 2016-03-23 | 2016-03-25 | 2016-04-14 | 17464 | 0 | Solar Solution AZ | Purchase
UNSEDG-00198 | 86406 | PV (Photovoltaic) | 12.426 | 20238 | Residential | Non-Incentive | 3 - Installed | 2016-03-03 | 2016-03-17 | 2016-04-18 | 42248.8 | 0 | Esmay Electric, Inc. | Lease
UNSEDG-00158 | 85648 | PV (Photovoltaic) | 9.54 | 15617 | Residential | Non-Incentive | 3 - Installed | 2016-02-26 | 2016-03-08 | 2016-04-19 | 41976 | 0 | SolarCity | Lease
UNSEDG-00160 | 85648 | PV (Photovoltaic) | 4 | 6446 | Residential | Non-Incentive | 3 - Installed | 2016-02-29 | 2016-03-10 | 2016-04-19 | 17600 | 0 | SolarCity | Lease
UNSEDG-00166 | 85648 | PV (Photovoltaic) | 8.75 | 13269 | Residential | Non-Incentive | 3 - Installed | 2016-03-03 | 2016-03-14 | 2016-04-19 | 65450 | 0 | SolarCity Corporation | Lease
UNSEDG-00167 | 85648 | PV (Photovoltaic) | 6.75 | 11806 | Residential | Non-Incentive | 3 - Installed | 2016-03-03 | 2016-03-14 | 2016-04-19 | 50490 | 0 | SolarCity Corporation | Lease
UNSEDG-00169 | 85648 | PV (Photovoltaic) | 8 | 12688 | Residential | Non-Incentive | 3 - Installed | 2016-03-04 | 2016-03-14 | 2016-04-19 | 59840 | 0 | SolarCity Corporation | Lease
UNSEDG-00172 | 85648 | PV (Photovoltaic) | 5 | 8196 | Residential | Non-Incentive | 3 - Installed | 2016-03-07 | 2016-03-14 | 2016-04-19 | 22000 | 0 | SolarCity | Lease
UNSEDG-00178 | 85648 | PV (Photovoltaic) | 4.25 | 7222 | Residential | Non-Incentive | 3 - Installed | 2016-03-10 | 2016-03-14 | 2016-04-19 | 18700 | 0 | SolarCity Corporation | Lease
UNSEDG-00184 | 85648 | PV (Photovoltaic) | 6.89 | 11624 | Residential | Non-Incentive | 3 - Installed | 2016-03-14 | 2016-03-14 | 2016-04-19 | 30316 | 0 | SolarCity Corporation | Lease
UNSEDG-00194 | 85648 | PV (Photovoltaic) | 9.435 | 13705 | Residential | Non-Incentive | 3 - Installed | 2016-03-16 | 2016-03-16 | 2016-04-19 | 41514 | 0 | SolarCity | Lease
UNSEDG-00219 | 86413 | PV (Photovoltaic) | 9.156 | 17075 | Residential | Non-Incentive | 3 - Installed | 2016-03-17 | 2016-04-06 | 2016-04-19 | 32595.36 | 0 | Esmay Electric, Inc. | Lease
UNSEDG-00222 | 86403 | PV (Photovoltaic) | 8.32 | 15106 | Residential | Non-Incentive | 3 - Installed | 2016-03-14 | 2016-04-06 | 2016-04-19 | 28288 | 0 | Esmay Electric, Inc. | Purchase
UNSEDG-00225 | 86403 | PV (Photovoltaic) | 9.405 | 16755 | Residential | Non-Incentive | 3 - Installed | 2016-03-17 | 2016-04-06 | 2016-04-20 | 32450 | 0 | Hybrid Solar | Purchase
UNSEDG-00170 | 85648 | PV (Photovoltaic) | 2.4 | 4253 | Residential | Non-Incentive | 3 - Installed | 2016-03-04 | 2016-03-14 | 2016-04-22 | 11670 | 0 | THE SOLAR STORE | Purchase
UNSEDG-00180 | 86403 | PV (Photovoltaic) | 7.848 | 14415 | Residential | Non-Incentive | 3 - Installed | 2016-03-11 | 2016-03-14 | 2016-04-22 | 27500 | 0 | Arizona Solar Concepts | Lease
UNSEDG-00120 | 85640 | PV (Photovoltaic) | 6.63 | 11544 | Residential | Non-Incentive | 3 - Installed | 2016-02-16 | 2016-02-12 | 2016-04-27 | 29172 | 0 | SolarCity | Lease
UNSEDG-00139 | 85648 | PV (Photovoltaic) | 6.5 | 11516 | Residential | Non-Incentive | 3 - Installed | 2016-02-18 | 2016-03-01 | 2016-04-27 | 28600 | 0 | SolarCity | Lease
UNSEDG-00211 | 86406 | PV (Photovoltaic) | 11.772 | 20872 | Residential | Non-Incentive | 3 - Installed | 2016-03-08 | 2016-03-25 | 2016-04-29 | 41024.8 | 0 | Esmay Electric, Inc. | Lease
UNSEDG-00240 | 86406 | PV (Photovoltaic) | 10.88 | 18699 | Residential | Non-Incentive | 3 - Installed | 2016-04-11 | 2016-04-21 | 2016-04-29 | 37992 | 0 | Esmay Electric, Inc. | Purchase
UNSEDG-00230 | 86406 | PV (Photovoltaic) | 14.388 | 25021 | Residential | Non-Incentive | 3 - Installed | 2016-03-29 | 2016-04-21 | 2016-05-02 | 51077.4 | 0 | Esmay Electric, Inc. | Lease
UNSEDG-00231 | 86406 | PV (Photovoltaic) | 5.232 | 9052 | Residential | Non-Incentive | 3 - Installed | 2016-03-29 | 2016-04-21 | 2016-05-02 | 18573.6 | 0 | Esmay Electric, Inc. | Lease
UNSEDG-00199 | 85648 | PV (Photovoltaic) | 7 | 11428 | Residential | Non-Incentive | 3 - Installed | 2016-03-17 | 2016-03-22 | 2016-05-03 | 28000 | 0 | Blue Light Electric | Purchase
UNSEDG-00200 | 85648 | PV (Photovoltaic) | 3.64 | 6368 | Residential | Non-Incentive | 3 - Installed | 2016-03-17 | 2016-03-22 | 2016-05-03 | 23000 | 0 | Blue Light Electric | Purchase
UNSEDG-00229 | 86403 | PV (Photovoltaic) | 7.848 | 14311 | Residential | Non-Incentive | 3 - Installed | 2016-03-14 | 2016-04-18 | 2016-05-03 | 26055.36 | 0 | Esmay Electric, Inc. | Lease
UNSEDG-00233 | 86406 | PV (Photovoltaic) | 7.848 | 14166 | Residential | Non-Incentive | 3 - Installed | 2016-03-21 | 2016-04-21 | 2016-05-03 | 27154.08 | 0 | Esmay Electric, Inc. | Lease
UNSEDG-00153 | 85648 | PV (Photovoltaic) | 8.25 | 9469 | Residential | Non-Incentive | 3 - Installed | 2016-02-23 | 2016-03-08 | 2016-05-04 | 36300 | 0 | SolarCity | Lease
UNSEDG-00190 | 86404 | PV (Photovoltaic) | 14.388 | 25315 | Residential | Non-Incentive | 3 - Installed | 2016-03-15 | 2016-03-16 | 2016-05-04 | 52852.92 | 0 | Esmay Electric, Inc. | Purchase
UNSEDG-00192 | 85646 | PV (Photovoltaic) | 14.25 | 18804 | Residential | Non-Incentive | 3 - Installed | 2016-03-15 | 2016-03-16 | 2016-05-04 | 106590 | 0 | SolarCity Corporation | Lease
UNSEDG-00175 | 85621 | PV (Photovoltaic) | 5 | 7780 | Residential | Non-Incentive | 3 - Installed | 2016-03-09 | 2016-03-14 | 2016-05-05 | 37400 | 0 | SolarCity Corporation | Lease
UNSEDG-00185 | 86406 | PV (Photovoltaic) | 9.156 | 16698 | Residential | Non-Incentive | 3 - Installed | 2016-03-07 | 2016-03-14 | 2016-05-05 | 29500 | 0 | Streamline Solar Power Systems | Lease
UNSEDG-00187 | 86406 | PV (Photovoltaic) | 9.156 | 16377 | Residential | Non-Incentive | 3 - Installed | 2016-03-02 | 2016-03-14 | 2016-05-05 | 31070 | 0 | Streamline Solar Power Systems | Lease
UNSEDG-00196 | 86403 | PV (Photovoltaic) | 9.156 | 16613 | Residential | Non-Incentive | 3 - Installed | 2016-03-14 | 2016-03-17 | 2016-05-05 | 30000 | 0 | Streamline Solar Power Systems | Lease
UNSEDG-00250 | 86406 | PV (Photovoltaic) | 7.848 | 13489 | Residential | Non-Incentive | 3 - Installed | 2016-04-15 | 2016-05-02 | 2016-05-05 | 26683.2 | 0 | Esmay Electric, Inc. | Lease
UNSEDG-00214 | 85648 | PV (Photovoltaic) | 4.24 | 7472 | Residential | Non-Incentive | 3 - Installed | 2016-03-24 | 2016-03-28 | 2016-05-09 | 18656 | 0 | SolarCity Corporation | Lease
UNSEDG-00152 | 85648 | PV (Photovoltaic) | 7 | 11176 | Residential | Non-Incentive | 3 - Installed | 2016-02-23 | 2016-03-08 | 2016-05-10 | 30800 | 0 | SolarCity | Lease
UNSEDG-00235 | 86406 | PV (Photovoltaic) | 10.791 | 19187 | Residential | Non-Incentive | 3 - Installed | 2016-03-11 | 2016-04-21 | 2016-05-10 | 34800 | 0 | Streamline Solar Power Systems | Lease
UNSEDG-00258 | 86406 | PV (Photovoltaic) | 11.52 | 20460 | Residential | Non-Incentive | 3 - Installed | 2016-04-07 | 2016-05-05 | 2016-05-11 | 44467.2 | 0 | Esmay Electric, Inc. | Purchase
UNSEDG-00232 | 86406 | PV (Photovoltaic) | 7.848 | 13438 | Residential | Non-Incentive | 3 - Installed | 2016-03-28 | 2016-04-22 | 2016-05-13 | 27154.08 | 0 | Esmay Electric, Inc. | Lease
UNSEDG-00226 | 86403 | PV (Photovoltaic) | 14.388 | 26121 | Residential | Non-Incentive | 3 - Installed | 2016-03-11 | 2016-04-18 | 2016-05-16 | 49919.2 | 0 | Esmay Electric, Inc. | Lease
UNSEDG-00245 | 86403 | PV (Photovoltaic) | 8.502 | 14330 | Residential | Non-Incentive | 3 - Installed | 2016-03-16 | 2016-04-26 | 2016-05-16 | 28795 | 0 | Streamline Solar Power Systems | Lease
UNSEDG-00136 | 85648 | PV (Photovoltaic) | 12.25 | 20814 | Residential | Non-Incentive | 3 - Installed | 2016-02-16 | 2016-02-17 | 2016-05-18 | 53900 | 0 | SolarCity | Lease
UNSEDG-00138 | 85621 | PV (Photovoltaic) | 4.25 | 7009 | Residential | Non-Incentive | 3 - Installed | 2016-02-18 | 2016-03-01 | 2016-05-18 | 18700 | 0 | SolarCity | Lease
UNSEDG-00183 | 85621 | PV (Photovoltaic) | 3.18 | 4896 | Residential | Non-Incentive | 3 - Installed | 2016-03-14 | 2016-03-14 | 2016-05-18 | 13992 | 0 | SolarCity Corporation | Lease
UNSEDG-00202 | 86406 | PV (Photovoltaic) | 11.772 | 21515 | Residential | Non-Incentive | 3 - Installed | 2016-03-08 | 2016-03-22 | 2016-05-18 | 41084.28 | 0 | Esmay Electric, Inc. | Lease
UNSEDG-00209 | 86409 | PV (Photovoltaic) | 2.52 | 4540 | Residential | Non-Incentive | 3 - Installed | 2016-03-16 | 2016-03-25 | 2016-05-18 | 7560 | 0 | Streamline Solar Power Systems | Purchase
UNSEDG-00278 | 86406 | PV (Photovoltaic) | 10.24 | 18144 | Residential | Non-Incentive | 3 - Installed | 2016-04-06 | 2016-05-13 | 2016-05-18 | 35328 | 0 | Esmay Electric, Inc. | Purchase
UNSEDG-00208 | 86433 | PV (Photovoltaic) | 13.734 | 24962 | Residential | Non-Incentive | 3 - Installed | 2016-03-02 | 2016-03-24 | 2016-05-20 | 46000 | 0 | Streamline Solar Power Systems | Lease
UNSEDG-00296 | 86403 | PV (Photovoltaic) | 14.388 | 24586 | Residential | Non-Incentive | 3 - Installed | 2016-05-09 | 2016-05-18 | 2016-05-20 | 48919.2 | 0 | Esmay Electric, Inc. | Lease
UNSEDG-00264 | 86403 | PV (Photovoltaic) | 12 | 20505 | Residential | Non-Incentive | 3 - Installed | 2016-04-22 | 2016-05-05 | 2016-05-23 | 43760 | 0 | Hybrid Solar | Purchase
UNSEDG-00268 | 86401 | PV (Photovoltaic) | 7.194 | 12432 | Residential | Non-Incentive | 3 - Installed | 2016-03-30 | 2016-05-06 | 2016-05-23 | 23100 | 0 | Streamline Solar Power Systems | Lease
UNSEDG-00269 | 86406 | PV (Photovoltaic) | 7.13 | 13075 | Residential | Non-Incentive | 3 - Installed | 2016-03-24 | 2016-05-06 | 2016-05-23 | 18395.4 | 0 | Streamline Solar Power Systems | Purchase
UNSEDG-00260 | 86406 | PV (Photovoltaic) | 9.156 | 16295 | Residential | Non-Incentive | 3 - Installed | 2016-03-23 | 2016-05-05 | 2016-05-24 | 29303 | 0 | Streamline Solar Power Systems | Lease
UNSEDG-00276 | 86406 | PV (Photovoltaic) | 4.8 | 8441 | Residential | Non-Incentive | 3 - Installed | 2016-04-18 | 2016-05-13 | 2016-05-25 | 16320 | 0 | Esmay Electric, Inc. | Purchase
UNSEDG-00331 | 86406 | PV (Photovoltaic) | 14.388 | 25797 | Residential | Non-Incentive | 3 - Installed | 2016-05-20 | 2016-05-20 | 2016-05-25 | 48919 | 0 | Esmay Electric, Inc. | Lease
UNSEDG-00236 | 86403 | PV (Photovoltaic) | 11.118 | 19915 | Residential | Non-Incentive | 3 - Installed | 2016-03-28 | 2016-04-22 | 2016-05-26 | 37801.2 | 0 | Esmay Electric, Inc. | Lease
UNSEDG-00140 | 85648 | PV (Photovoltaic) | 3.975 | 7047 | Residential | Non-Incentive | 3 - Installed | 2016-02-18 | 2016-03-01 | 2016-05-27 | 17490 | 0 | SolarCity Corporation | Lease
UNSEDG-00164 | 85648 | PV (Photovoltaic) | 3.75 | 6675 | Residential | Non-Incentive | 3 - Installed | 2016-03-02 | 2016-03-10 | 2016-05-27 | 28050 | 0 | SolarCity Corporation | Lease
UNSEDG-00203 | 85648 | PV (Photovoltaic) | 13.25 | 20929 | Residential | Non-Incentive | 3 - Installed | 2016-03-21 | 2016-03-23 | 2016-05-27 | 58300 | 0 | SolarCity | Lease
UNSEDG-00237 | 86404 | PV (Photovoltaic) | 13.734 | 23472 | Residential | Non-Incentive | 3 - Installed | 2016-03-28 | 2016-04-21 | 2016-05-27 | 45322.2 | 0 | Esmay Electric, Inc. | Lease
UNSEDG-00244 | 86406 | PV (Photovoltaic) | 11.445 | 19086 | Residential | Non-Incentive | 3 - Installed | 2016-03-24 | 2016-04-26 | 2016-05-27 | 38000 | 0 | Streamline Solar Power Systems | Lease
UNSEDG-00288 | 86401 | PV (Photovoltaic) | 4.16 | 7264 | Residential | Non-Incentive | 3 - Installed | 2016-05-04 | 2016-05-13 | 2016-05-27 | 19500 | 0 | Tri State Solar and Wind Corp. | Purchase
UNSEDG-00289 | 86409 | PV (Photovoltaic) | 7.65 | 14081 | Residential | Non-Incentive | 3 - Installed | 2016-04-28 | 2016-05-16 | 2016-05-27 | 28510 | 0 | Tri State Solar and Wind Corp. | Purchase
UNSEDG-00247 | 86403 | PV (Photovoltaic) | 2.616 | 4696 | Residential | Non-Incentive | 3 - Installed | 2016-04-07 | 2016-04-27 | 2016-06-01 | 9679.2 | 0 | Esmay Electric, Inc. | Purchase
UNSEDG-00217 | 85648 | PV (Photovoltaic) | 3.975 | 7058 | Residential | Non-Incentive | 3 - Installed | 2016-03-28 | 2016-04-05 | 2016-06-02 | 17490 | 0 | SolarCity Corporation | Lease
UNSEDG-00224 | 86406 | PV (Photovoltaic) | 14.388 | 26727 | Residential | Non-Incentive | 3 - Installed | 2016-03-11 | 2016-04-06 | 2016-06-02 | 51019.2 | 0 | Esmay Electric, Inc. | Lease
UNSEDG-00227 | 85648 | PV (Photovoltaic) | 2.65 | 4618 | Residential | Non-Incentive | 3 - Installed | 2016-04-04 | 2016-04-18 | 2016-06-02 | 11660 | 0 | SolarCity Corporation | Lease
UNSEDG-00234 | 85648 | PV (Photovoltaic) | 10.6 | 16854 | Residential | Non-Incentive | 3 - Installed | 2016-04-07 | 2016-04-21 | 2016-06-02 | 46640 | 0 | SolarCity Corporation | Lease
UNSEDG-00241 | 85648 | PV (Photovoltaic) | 6.25 | 10607 | Residential | Non-Incentive | 3 - Installed | 2016-04-12 | 2016-04-22 | 2016-06-02 | 27500 | 0 | SolarCity Coporation | Lease
UNSEDG-00251 | 85648 | PV (Photovoltaic) | 3.18 | 5210 | Residential | Non-Incentive | 3 - Installed | 2016-04-18 | 2016-05-02 | 2016-06-02 | 13992 | 0 | SolarCity Corporation | Lease
UNSEDG-00281 | 86406 | PV (Photovoltaic) | 7.8 | 13940 | Residential | Non-Incentive | 3 - Installed | 2016-04-27 | 2016-05-13 | 2016-06-02 | 32663 | 0 | Hybrid Solar | Purchase
UNSEDG-00293 | 86406 | PV (Photovoltaic) | 10.464 | 19096 | Residential | Non-Incentive | 3 - Installed | 2016-05-05 | 2016-05-24 | 2016-06-03 | 35496.16 | 0 | Esmay Electric, Inc. | Lease
UNSEDG-00255 | 86404 | PV (Photovoltaic) | 9.483 | 16565 | Residential | Non-Incentive | 3 - Installed | 2016-04-07 | 2016-05-02 | 2016-06-08 | 32242.2 | 0 | Esmay Electric, Inc. | Lease
UNSEDG-00272 | 86403 | PV (Photovoltaic) | 8.502 | 13633 | Residential | Non-Incentive | 3 - Installed | 2016-04-01 | 2016-05-09 | 2016-06-08 | 27183 | 0 | Streamline Solar Power Systems | Lease
UNSEDG-00275 | 86406 | PV (Photovoltaic) | 9.156 | 16611 | Residential | Non-Incentive | 3 - Installed | 2016-04-03 | 2016-05-13 | 2016-06-08 | 29653 | 0 | Streamline Solar Power Systems | Lease
UNSEDG-00322 | 86406 | PV (Photovoltaic) | 7.035 | 12929 | Residential | Non-Incentive | 3 - Installed | 2016-05-03 | 2016-06-01 | 2016-06-08 | 28448.2 | 0 | Esmay Electric, Inc. | Purchase
UNSEDG-00253 | 86406 | PV (Photovoltaic) | 12.753 | 19144 | Residential | Non-Incentive | 3 - Installed | 2016-03-30 | 2016-05-02 | 2016-06-10 | 40129 | 0 | Streamline Solar Power Systems | Lease
UNSEDG-00287 | 86406 | PV (Photovoltaic) | 8.4 | 15063 | Residential | Non-Incentive | 3 - Installed | 2016-05-03 | 2016-05-13 | 2016-06-10 | 28140 | 0 | Hybrid Solar | Purchase
UNSEDG-00266 | 86403 | PV (Photovoltaic) | 8.502 | 15116 | Residential | Non-Incentive | 3 - Installed | 2016-04-14 | 2016-05-10 | 2016-06-13 | 28906.8 | 0 | Esmay Electric, Inc. | Lease
UNSEDG-00320 | 86406 | PV (Photovoltaic) | 14.388 | 25349 | Residential | Non-Incentive | 3 - Installed | 2016-05-03 | 2016-05-25 | 2016-06-13 | 60641.84 | 0 | Esmay Electric, Inc. | Purchase
UNSEDG-00162 | 85621 | PV (Photovoltaic) | 4 | 6854 | Residential | Non-Incentive | 3 - Installed | 2016-02-29 | 2016-03-01 | 2016-06-14 | 29920 | 0 | SolarCity Corporation | Lease
UNSEDG-00327 | 86413 | PV (Photovoltaic) | 4.68 | 8426 | Residential | Non-Incentive | 3 - Installed | 2016-05-16 | 2016-05-26 | 2016-06-14 | 15163.2 | 0 | Liggett Electrical Services LLC | Purchase
UNSEDG-00249 | 86403 | PV (Photovoltaic) | 14.388 | 25726 | Residential | Non-Incentive | 3 - Installed | 2016-03-30 | 2016-04-27 | 2016-06-15 | 47929.8 | 0 | Esmay Electric, Inc. | Lease
UNSEDG-00270 | 86406 | PV (Photovoltaic) | 14.388 | 26432 | Residential | Non-Incentive | 3 - Installed | 2016-04-03 | 2016-05-06 | 2016-06-15 | 48291 | 0 | Streamline Solar Power Systems | Lease
UNSEDG-00280 | 86403 | PV (Photovoltaic) | 8.502 | 15168 | Residential | Non-Incentive | 3 - Installed | 2016-04-15 | 2016-05-13 | 2016-06-16 | 29757.01 | 0 | Esmay Electric, Inc. | Lease
UNSEDG-00315 | 86406 | PV (Photovoltaic) | 12.753 | 22192 | Residential | Non-Incentive | 3 - Installed | 2016-04-18 | 2016-05-23 | 2016-06-16 | 45197.85 | 0 | Esmay Electric, Inc. | Lease
UNSEDG-00116 | 85621 | PV (Photovoltaic) | 3.25 | 5555 | Residential | Non-Incentive | 3 - Installed | 2016-01-28 | 2016-02-01 | 2016-06-17 | 18590 | 0 | SolarCity Corporation | Lease
UNSEDG-00228 | 85621 | PV (Photovoltaic) | 7.685 | 12691 | Residential | Non-Incentive | 3 - Installed | 2016-04-04 | 2016-04-18 | 2016-06-17 | 33814 | 0 | SolarCity Corporation | Lease
UNSEDG-00279 | 86404 | PV (Photovoltaic) | 8.829 | 15912 | Residential | Non-Incentive | 3 - Installed | 2016-04-19 | 2016-05-13 | 2016-06-17 | 30901.5 | 0 | Esmay Electric, Inc. | Lease
UNSEDG-00313 | 86406 | PV (Photovoltaic) | 10.464 | 18713 | Residential | Non-Incentive | 3 - Installed | 2016-04-15 | 2016-05-23 | 2016-06-17 | 35777.6 | 0 | Esmay Electric, Inc. | Lease
UNSEDG-00314 | 86406 | PV (Photovoltaic) | 9.483 | 16671 | Residential | Non-Incentive | 3 - Installed | 2016-04-19 | 2016-05-23 | 2016-06-20 | 33190.5 | 0 | Esmay Electric, Inc. | Lease
UNSEDG-00321 | 86406 | PV (Photovoltaic) | 9.483 | 17282 | Residential | Non-Incentive | 3 - Installed | 2016-05-03 | 2016-05-25 | 2016-06-20 | 32242.2 | 0 | Esmay Electric, Inc. | Lease
UNSEDG-00341 | 86406 | PV (Photovoltaic) | 3.6 | 6485 | Residential | Non-Incentive | 3 - Installed | 2016-05-19 | 2016-06-06 | 2016-06-20 | 14400 | 0 | Hybrid Solar | Purchase
UNSEDG-00273 | 86403 | PV (Photovoltaic) | 8.502 | 13521 | Residential | Non-Incentive | 3 - Installed | 2016-04-03 | 2016-05-09 | 2016-06-24 | 27170 | 0 | Streamline Solar Power Systems | Lease
UNSEDG-00294 | 86413 | PV (Photovoltaic) | 9.156 | 15184 | Residential | Non-Incentive | 3 - Installed | 2016-04-19 | 2016-05-18 | 2016-06-24 | 31750 | 0 | Streamline Solar Power Systems | Lease
UNSEDG-00302 | 86403 | PV (Photovoltaic) | 7.848 | 14408 | Residential | Non-Incentive | 3 - Installed | 2016-04-26 | 2016-05-20 | 2016-06-24 | 27051 | 0 | Streamline Solar Power Systems | Lease
UNSEDG-00303 | 86406 | PV (Photovoltaic) | 10.791 | 18781 | Residential | Non-Incentive | 3 - Installed | 2016-04-26 | 2016-05-23 | 2016-06-24 | 34600 | 0 | Streamline Solar Power Systems | Lease
UNSEDG-00308 | 85648 | PV (Photovoltaic) | 4 | 7387 | Residential | Non-Incentive | 3 - Installed | 2016-04-21 | 2016-05-23 | 2016-06-27 | 15000 | 0 | Safe Electric LLC | Purchase
UNSEDG-00345 | 86406 | PV (Photovoltaic) | 12.426 | 22021 | Residential | Non-Incentive | 3 - Installed | 2016-05-17 | 2016-06-13 | 2016-06-27 | 42869.7 | 0 | Esmay Electric, Inc. | Lease
UNSEDG-00369 | 86404 | PV (Photovoltaic) | 14.388 | 24748 | Residential | Non-Incentive | 3 - Installed | 2016-06-07 | 2016-06-13 | 2016-06-28 | 49938.6 | 0 | Esmay Electric, Inc. | Lease
UNSEDG-00171 | 85648 | PV (Photovoltaic) | 2.25 | 3297 | Residential | Non-Incentive | 3 - Installed | 2016-03-07 | 2016-03-14 | 2016-06-29 | 9900 | 0 | SolarCity | Lease
UNSEDG-00218 | 85648 | PV (Photovoltaic) | 6.625 | 10799 | Residential | Non-Incentive | 3 - Installed | 2016-03-28 | 2016-04-05 | 2016-06-30 | 27500 | 0 | SolarCity Coporation | Lease
UNSEDG-00325 | 85648 | PV (Photovoltaic) | 4.24 | 7174 | Residential | Non-Incentive | 3 - Installed | 2016-05-19 | 2016-05-25 | 2016-06-30 | 18656 | 0 | SolarCity Corporation | Lease
UNSEDG-00358 | 86401 | PV (Photovoltaic) | 1.53 | 2793 | Residential | Non-Incentive | 3 - Installed | 2016-06-06 | 2016-06-13 | 2016-06-30 | 4972.5 | 0 | Tri State Solar and Wind Corp. | Purchase
UNSEDG-00248 | 85621 | PV (Photovoltaic) | 3.71 | 5741 | Residential | Non-Incentive | 3 - Installed | 2016-04-15 | 2016-04-27 | 2016-07-01 | 16324 | 0 | SolarCity Corporation | Lease
UNSEDG-00265 | 85648 | PV (Photovoltaic) | 6.36 | 9450 | Residential | Non-Incentive | 3 - Installed | 2016-04-22 | 2016-05-06 | 2016-07-01 | 27984 | 0 | SolarCity Corporation | Lease
UNSEDG-00298 | 85621 | PV (Photovoltaic) | 5.83 | 9769 | Residential | Non-Incentive | 3 - Installed | 2016-05-09 | 2016-05-18 | 2016-07-01 | 25652 | 0 | SolarCity Corporation | Lease
UNSEDG-00342 | 86406 | PV (Photovoltaic) | 8.7 | 15252 | Residential | Non-Incentive | 3 - Installed | 2016-05-17 | 2016-06-06 | 2016-07-01 | 28710 | 0 | Hybrid Solar | Purchase
UNSEDG-00243 | 85648 | PV (Photovoltaic) | 11.925 | 17746 | Residential | Non-Incentive | 3 - Installed | 2016-04-13 | 2016-04-26 | 2016-07-05 | 52470 | 0 | SolarCity Corporation | Lease
UNSEDG-00256 | 85648 | PV (Photovoltaic) | 5.83 | 9216 | Residential | Non-Incentive | 3 - Installed | 2016-04-20 | 2016-05-05 | 2016-07-05 | 41976 | 0 | SolarCity Corporation | Lease
UNSEDG-00259 | 85648 | PV (Photovoltaic) | 8.745 | 13550 | Residential | Non-Incentive | 3 - Installed | 2016-04-21 | 2016-05-05 | 2016-07-05 | 38478 | 0 | SolarCity Corporation | Lease
UNSEDG-00292 | 85648 | PV (Photovoltaic) | 9.54 | 16716 | Residential | Non-Incentive | 3 - Installed | 2016-05-04 | 2016-05-18 | 2016-07-05 | 41976 | 0 | SolarCity Corporation | Lease
UNSEDG-00301 | 85648 | PV (Photovoltaic) | 3.975 | 5491 | Residential | Non-Incentive | 3 - Installed | 2016-05-10 | 2016-05-20 | 2016-07-05 | 17490 | 0 | SolarCity Corporation | Lease
UNSEDG-00323 | 85648 | PV (Photovoltaic) | 10.6 | 17202 | Residential | Non-Incentive | 3 - Installed | 2016-05-19 | 2016-05-25 | 2016-07-05 | 46640 | 0 | SolarCity Corporation | Lease
UNSEDG-00338 | 86406 | PV (Photovoltaic) | 11.772 | 20543 | Residential | Non-Incentive | 3 - Installed | 2016-05-10 | 2016-06-01 | 2016-07-05 | 37081.8 | 0 | Esmay Electric, Inc. | Lease
UNSEDG-00346 | 86404 | PV (Photovoltaic) | 14.388 | 25858 | Residential | Non-Incentive | 3 - Installed | 2016-05-11 | 2016-06-13 | 2016-07-05 | 48919.2 | 0 | Esmay Electric, Inc. | Lease
UNSEDG-00295 | 86413 | PV (Photovoltaic) | 13.2 | 22056 | Residential | Non-Incentive | 3 - Installed | 2016-05-09 | 2016-05-18 | 2016-07-06 | 45880 | 0 | Tri State Solar and Wind Corp. | Purchase
UNSEDG-00333 | 86406 | PV (Photovoltaic) | 14.388 | 25544 | Residential | Non-Incentive | 3 - Installed | 2016-05-12 | 2016-06-01 | 2016-07-06 | 49638.6 | 0 | Esmay Electric, Inc. | Lease
UNSEDG-00339 | 86409 | PV (Photovoltaic) | 14.388 | 26984 | Residential | Non-Incentive | 3 - Installed | 2016-05-03 | 2016-06-01 | 2016-07-06 | 49638.6 | 0 | Esmay Electric, Inc. | Lease
UNSEDG-00252 | 85648 | PV (Photovoltaic) | 7 | 12074 | Residential | Non-Incentive | 3 - Installed | 2016-04-18 | 2016-05-05 | 2016-07-08 | 30800 | 0 | SolarCity Corporation | Lease
UNSEDG-00350 | 86406 | PV (Photovoltaic) | 9 | 15989 | Residential | Non-Incentive | 3 - Installed | 2016-05-31 | 2016-06-13 | 2016-07-08 | 33750 | 0 | Hybrid Solar | Purchase
UNSEDG-00365 | 86406 | PV (Photovoltaic) | 7.44 | 13195 | Residential | Non-Incentive | 3 - Installed | 2016-05-12 | 2016-06-13 | 2016-07-12 | 20460 | 0 | Streamline Solar Power Systems | Purchase
UNSEDG-00238 | 85621 | PV (Photovoltaic) | 3.71 | 6543 | Residential | Non-Incentive | 3 - Installed | 2016-04-07 | 2016-04-21 | 2016-07-13 | 16324 | 0 | SolarCity | Lease
UNSEDG-00329 | 86404 | PV (Photovoltaic) | 14.388 | 23722 | Residential | Non-Incentive | 3 - Installed | 2016-04-18 | 2016-05-26 | 2016-07-13 | 46491 | 0 | Streamline Solar Power Systems | Lease
UNSEDG-00376 | 86406 | PV (Photovoltaic) | 8.4 | 14768 | Residential | Non-Incentive | 3 - Installed | 2016-06-08 | 2016-06-27 | 2016-07-13 | 28140 | 0 | Hybrid Solar | Purchase
UNSEDG-00151 | 85621 | PV (Photovoltaic) | 3.75 | 6661 | Residential | Non-Incentive | 3 - Installed | 2016-02-23 | 2016-03-08 | 2016-07-14 | 16500 | 0 | SolarCity Corporation | Lease
UNSEDG-00242 | 85648 | PV (Photovoltaic) | 5.83 | 9312 | Residential | Non-Incentive | 3 - Installed | 2016-04-13 | 2016-04-26 | 2016-07-15 | 25952 | 0 | SolarCity Coporation | Lease
UNSEDG-00299 | 85648 | PV (Photovoltaic) | 8.48 | 10733 | Residential | Non-Incentive | 3 - Installed | 2016-05-09 | 2016-05-18 | 2016-07-15 | 37312 | 0 | SolarCity Corporation | Lease
UNSEDG-00305 | 85621 | PV (Photovoltaic) | 10.07 | 15874 | Residential | Non-Incentive | 3 - Installed | 2016-05-10 | 2016-05-20 | 2016-07-15 | 44308 | 0 | SolarCity Corporation | Lease
UNSEDG-00326 | 85648 | PV (Photovoltaic) | 12.985 | 16046 | Residential | Non-Incentive | 3 - Installed | 2016-05-19 | 2016-05-25 | 2016-07-15 | 57134 | 0 | SolarCity Corporation | Lease
UNSEDG-00334 | 86406 | PV (Photovoltaic) | 14.388 | 24964 | Residential | Non-Incentive | 3 - Installed | 2016-05-16 | 2016-06-01 | 2016-07-15 | 49638.6 | 0 | Esmay Electric, Inc. | Lease
UNSEDG-00336 | 86404 | PV (Photovoltaic) | 11.118 | 19887 | Residential | Non-Incentive | 3 - Installed | 2016-05-13 | 2016-06-06 | 2016-07-15 | 37801.2 | 0 | Esmay Electric, Inc. | Lease
UNSEDG-00349 | 85648 | PV (Photovoltaic) | 9.54 | 15180 | Residential | Non-Incentive | 3 - Installed | 2016-05-31 | 2016-06-14 | 2016-07-15 | 41976 | 0 | SolarCity Corporation | Lease
UNSEDG-00239 | 85648 | PV (Photovoltaic) | 192.78 | 327246 | Non-Residential | Non-Incentive | 3 - Installed | 2016-04-11 | 2016-04-28 | 2016-07-19 | 705600 | 0 | Smart Solar Solutions, LLC | Purchase
UNSEDG-00304 | 86404 | PV (Photovoltaic) | 9.156 | 15501 | Residential | Non-Incentive | 3 - Installed | 2016-04-18 | 2016-05-20 | 2016-07-19 | 58615 | 0 | Streamline Solar Power Systems | Lease
UNSEDG-00309 | 85648 | PV (Photovoltaic) | 4.68 | 8502 | Residential | Non-Incentive | 3 - Installed | 2016-04-21 | 2016-05-23 | 2016-07-19 | 16000 | 0 | Safe Electric, LLC | Purchase
UNSEDG-00351 | 86406 | PV (Photovoltaic) | 14.388 | 24188 | Residential | Non-Incentive | 3 - Installed | 2016-04-26 | 2016-06-13 | 2016-07-19 | 46341 | 0 | Streamline Solar Power Systems | Lease
UNSEDG-00364 | 86406 | PV (Photovoltaic) | 6.213 | 11204 | Residential | Non-Incentive | 3 - Installed | 2016-05-17 | 2016-06-13 | 2016-07-19 | 20100 | 0 | Streamline Solar Power Systems | Lease
UNSEDG-00382 | 86406 | PV (Photovoltaic) | 10.88 | 19786 | Residential | Non-Incentive | 3 - Installed | 2016-06-09 | 2016-07-07 | 2016-07-19 | 37592 | 0 | Esmay Electric, Inc. | Purchase
UNSEDG-00354 | 86404 | PV (Photovoltaic) | 7.8 | 14041 | Residential | Non-Incentive | 3 - Installed | 2016-06-01 | 2016-06-13 | 2016-07-20 | 26130 | 0 | Hybrid Solar | Purchase
UNSEDG-00352 | 86406 | PV (Photovoltaic) | 11.772 | 19161 | Residential | Non-Incentive | 3 - Installed | 2016-05-12 | 2016-06-13 | 2016-07-21 | 37166 | 0 | Streamline Solar Power Systems | Lease
UNSEDG-00306 | 85648 | PV (Photovoltaic) | 6.095 | 8093 | Residential | Non-Incentive | 3 - Installed | 2016-05-10 | 2016-05-20 | 2016-07-25 | 26818 | 0 | SolarCity Corporation | Lease
UNSEDG-00348 | 85648 | PV (Photovoltaic) | 2.65 | 4685 | Residential | Non-Incentive | 3 - Installed | 2016-05-30 | 2016-06-14 | 2016-07-25 | 11660 | 0 | SolarCity Corporation | Lease
UNSEDG-00366 | 85648 | PV (Photovoltaic) | 9.275 | 16366 | Residential | Non-Incentive | 3 - Installed | 2016-06-07 | 2016-06-14 | 2016-07-25 | 40810 | 0 | SolarCity Corporation | Lease
UNSEDG-00335 | 86403 | PV (Photovoltaic) | 14.388 | 25435 | Residential | Non-Incentive | 3 - Installed | 2016-05-16 | 2016-06-01 | 2016-07-26 | 48919.2 | 0 | Esmay Electric, Inc. | Lease
UNSEDG-00357 | 85648 | PV (Photovoltaic) | 4.505 | 7544 | Residential | Non-Incentive | 3 - Installed | 2016-06-03 | 2016-06-14 | 2016-07-26 | 19822 | 0 | SolarCity Corporation | Lease
UNSEDG-00383 | 85648 | PV (Photovoltaic) | 7.685 | 12346 | Residential | Non-Incentive | 3 - Installed | 2016-06-20 | 2016-07-07 | 2016-07-26 | 33814 | 0 | SolarCity Corporation | Lease
UNSEDG-00388 | 85621 | PV (Photovoltaic) | 12.2 | 21974 | Residential | Non-Incentive | 3 - Installed | 2016-06-21 | 2016-07-07 | 2016-07-26 | 51000 | 0 | New Sun Energies | Purchase
UNSEDG-00362 | 86406 | PV (Photovoltaic) | 11.772 | 21012 | Residential | Non-Incentive | 3 - Installed | 2016-05-26 | 2016-06-13 | 2016-07-27 | 40024.8 | 0 | Esmay Electric, Inc. | Lease
UNSEDG-00401 | 85648 | PV (Photovoltaic) | 4.16 | 6622 | Residential | Non-Incentive | 3 - Installed | 2016-04-21 | 2016-07-20 | 2016-07-27 | 15000 | 0 | Safe Electric LLC | Purchase
UNSEDG-00425 | 86406 | PV (Photovoltaic) | 10.791 | 19551 | Residential | Non-Incentive | 3 - Installed | 2016-05-23 | 2016-07-25 | 2016-07-27 | 37228.95 | 0 | Esmay Electric, Inc. | Lease
UNSEDG-00403 | 86409 | PV (Photovoltaic) | 8.45 | 13646 | Residential | Non-Incentive | 3 - Installed | 2016-06-28 | 2016-07-25 | 2016-07-29 | 23400 | 0 | Tri State Solar and Wind Corp. | Purchase
UNSEDG-00390 | 86406 | PV (Photovoltaic) | 14.388 | 24501 | Residential | Non-Incentive | 3 - Installed | 2016-06-08 | 2016-07-07 | 2016-08-02 | 49638.6 | 0 | Esmay Electric, Inc. | Lease
UNSEDG-00392 | 85648 | PV (Photovoltaic) | 5.12 | 8555 | Residential | Non-Incentive | 3 - Installed | 2016-06-23 | 2016-07-07 | 2016-08-03 | 24500 | 0 | New Sun Energies | Purchase
UNSEDG-00391 | 86406 | PV (Photovoltaic) | 5.7 | 10121 | Residential | Non-Incentive | 3 - Installed | 2016-06-23 | 2016-07-07 | 2016-08-04 | 23020 | 0 | Hybrid Solar | Purchase
UNSEDG-00316 | 86404 | PV (Photovoltaic) | 9.6 | 18077 | Residential | Non-Incentive | 3 - Installed | 2016-05-11 | 2016-05-24 | 2016-08-08 | 38600 | 0 | AAA Electric, Inc. | Purchase
UNSEDG-00371 | 85648 | PV (Photovoltaic) | 8.48 | 10935 | Residential | Non-Incentive | 3 - Installed | 2016-06-08 | 2016-06-14 | 2016-08-09 | 37312 | 0 | SolarCity Corporation | Lease
UNSEDG-00386 | 85648 | PV (Photovoltaic) | 7.02 | 12230 | Residential | Non-Incentive | 3 - Installed | 2016-06-20 | 2016-07-07 | 2016-08-09 | 21000 | 0 | Blue Light Electric | Purchase
UNSEDG-00381 | 86406 | PV (Photovoltaic) | 14.388 | 25439 | Residential | Non-Incentive | 3 - Installed | 2016-06-17 | 2016-07-07 | 2016-08-10 | 48919.2 | 0 | Esmay Electric, Inc. | Lease
UNSEDG-00447 | 86401 | PV (Photovoltaic) | 5.64 | 9423 | Residential | Non-Incentive | 3 - Installed | 2016-07-27 | 2016-08-01 | 2016-08-10 | 23000 | 0 | Tri State Solar and Wind Corp. | Purchase
UNSEDG-00421 | 86406 | PV (Photovoltaic) | 9.81 | 17261 | Residential | Non-Incentive | 3 - Installed | 2016-06-15 | 2016-07-25 | 2016-08-11 | 31262 | 0 | Streamline Solar Power Systems | Lease
UNSEDG-00423 | 86409 | PV (Photovoltaic) | 4.42 | 7154 | Residential | Non-Incentive | 3 - Installed | 2016-07-06 | 2016-07-25 | 2016-08-11 | 30816.4 | 0 | Liggett Electrical Services LLC | Purchase
UNSEDG-00319 | 86404 | PV (Photovoltaic) | 14.4 | 25388 | Residential | Non-Incentive | 3 - Installed | 2016-05-16 | 2016-05-25 | 2016-08-15 | 50000 | 0 | Hybrid Solar | Purchase
UNSEDG-00353 | 86403 | PV (Photovoltaic) | 14.388 | 25683 | Residential | Non-Incentive | 3 - Installed | 2016-05-13 | 2016-06-13 | 2016-08-15 | 49782.48 | 0 | Esmay Electric, Inc. | Lease
UNSEDG-00355 | 85648 | PV (Photovoltaic) | 8.745 | 15186 | Residential | Non-Incentive | 3 - Installed | 2016-06-02 | 2016-06-14 | 2016-08-15 | 38478 | 0 | SolarCity Corporation | Lease
UNSEDG-00426 | 86404 | PV (Photovoltaic) | 10.791 | 18698 | Residential | Non-Incentive | 3 - Installed | 2016-06-07 | 2016-07-25 | 2016-08-15 | 35955 | 0 | Streamline Solar Power Systems | Lease
UNSEDG-00436 | 86404 | PV (Photovoltaic) | 9.483 | 16639 | Residential | Non-Incentive | 3 - Installed | 2016-07-14 | 2016-07-27 | 2016-08-15 | 32716.35 | 0 | Esmay Electric, Inc. | Lease
UNSEDG-00291 | 85648 | PV (Photovoltaic) | 5.83 | 9683 | Residential | Non-Incentive | 3 - Installed | 2016-05-04 | 2016-05-18 | 2016-08-16 | 25652 | 0 | SolarCity Corporation | Lease
UNSEDG-00374 | 85648 | PV (Photovoltaic) | 6.36 | 11360 | Residential | Non-Incentive | 3 - Installed | 2016-06-13 | 2016-06-27 | 2016-08-16 | 27984 | 0 | SolarCity Corporation | Lease
UNSEDG-00387 | 86403 | PV (Photovoltaic) | 13.734 | 23246 | Residential | Non-Incentive | 3 - Installed | 2016-06-01 | 2016-07-07 | 2016-08-16 | 47382.3 | 0 | Esmay Electric, Inc. | Lease
UNSEDG-00404 | 85648 | PV (Photovoltaic) | 4.77 | 7683 | Residential | Non-Incentive | 3 - Installed | 2016-06-29 | 2016-07-12 | 2016-08-16 | 20988 | 0 | SolarCity | Lease
UNSEDG-00330 | 85648 | PV (Photovoltaic) | 25.35 | 44055 | Non-Residential | Non-Incentive | 3 - Installed | 2016-05-20 | 2016-06-06 | 2016-08-17 | 111605 | 0 | Solar Solution AZ LLC | Purchase
UNSEDG-00332 | 86404 | PV (Photovoltaic) | 9.36 | 16099 | Residential | Non-Incentive | 3 - Installed | 2016-05-24 | 2016-06-06 | 2016-08-17 | 24771 | 0 | Havasu Solar Electric | Purchase
UNSEDG-00343 | 85648 | PV (Photovoltaic) | 5.565 | 9620 | Residential | Non-Incentive | 3 - Installed | 2016-05-26 | 2016-06-06 | 2016-08-17 | 24486 | 0 | SolarCity Corporation | Lease
UNSEDG-00396 | 85646 | PV (Photovoltaic) | 11.4 | 21105 | Residential | Non-Incentive | 3 - Installed | 2016-06-24 | 2016-07-07 | 2016-08-17 | 35046 | 0 | The Solar Store | Purchase
UNSEDG-00377 | 86406 | PV (Photovoltaic) | 4.251 | 7392 | Residential | Non-Incentive | 3 - Installed | 2016-06-07 | 2016-06-27 | 2016-08-18 | 14148.29 | 0 | Esmay Electric, Inc. | Lease
UNSEDG-00378 | 86406 | PV (Photovoltaic) | 17.004 | 29278 | Residential | Non-Incentive | 3 - Installed | 2016-06-07 | 2016-06-27 | 2016-08-18 | 56593.16 | 0 | Esmay Electric, Inc. | Lease
UNSEDG-00347 | 86426 | PV (Photovoltaic) | 9.81 | 17987 | Residential | Non-Incentive | 3 - Installed | 2016-05-27 | 2016-06-13 | 2016-08-23 | 35992 | 0 | Solar Topps LLC | Purchase
UNSEDG-00415 | 86404 | PV (Photovoltaic) | 9.81 | 17978 | Residential | Non-Incentive | 3 - Installed | 2016-06-29 | 2016-07-25 | 2016-08-23 | 33354 | 0 | Esmay Electric, Inc. | Lease
UNSEDG-00428 | 86406 | PV (Photovoltaic) | 14.388 | 25441 | Residential | Non-Incentive | 3 - Installed | 2016-06-01 | 2016-07-25 | 2016-08-23 | 47210 | 0 | Streamline Solar Power Systems | Lease
UNSEDG-00394 | 86406 | PV (Photovoltaic) | 13.734 | 24274 | Residential | Non-Incentive | 3 - Installed | 2016-06-23 | 2016-07-07 | 2016-08-25 | 46695.6 | 0 | Esmay Electric, Inc. | Lease
UNSEDG-00297 | 86401 | PV (Photovoltaic) | 13.08 | 20995 | Residential | Non-Incentive | 3 - Installed | 2016-04-18 | 2016-05-20 | 2016-08-26 | 42627 | 0 | Streamline Solar Power Systems | Lease
UNSEDG-00431 | 86406 | PV (Photovoltaic) | 9.81 | 17069 | Residential | Non-Incentive | 3 - Installed | 2016-07-13 | 2016-07-25 | 2016-08-26 | 34554 | 0 | Esmay Electric, Inc. | Lease
UNSEDG-00437 | 86404 | PV (Photovoltaic) | 10.464 | 18984 | Residential | Non-Incentive | 3 - Installed | 2016-06-27 | 2016-08-01 | 2016-08-26 | 35577.6 | 0 | Esmay Electric, Inc. | Lease
UNSEDG-00370 | 85648 | PV (Photovoltaic) | 7.42 | 13163 | Residential | Non-Incentive | 3 - Installed | 2016-06-08 | 2016-06-14 | 2016-08-29 | 32648 | 0 | SolarCity Corporation | Lease
UNSEDG-00397 | 85648 | PV (Photovoltaic) | 7.42 | 11587 | Residential | Non-Incentive | 3 - Installed | 2016-06-27 | 2016-07-12 | 2016-08-29 | 32648 | 0 | SolarCity | Lease
UNSEDG-00417 | 85624 | PV (Photovoltaic) | 8.06 | 14949 | Residential | Non-Incentive | 3 - Installed | 2016-07-08 | 2016-07-25 | 2016-08-29 | 30417 | 0 | Net Zero Solar LLC | Purchase
UNSEDG-00452 | 86403 | PV (Photovoltaic) | 10.26 | 18350 | Residential | Non-Incentive | 3 - Installed | 2016-08-04 | 2016-08-09 | 2016-08-30 | 36740 | 0 | Hybrid Solar | Purchase
UNSEDG-00361 | 85648 | PV (Photovoltaic) | 7.685 | 13570 | Residential | Non-Incentive | 3 - Installed | 2016-06-06 | 2016-06-14 | 2016-09-01 | 33814 | 0 | SolarCity Corporation | Lease
UNSEDG-00389 | 86406 | PV (Photovoltaic) | 13.734 | 22957 | Residential | Non-Incentive | 3 - Installed | 2016-06-07 | 2016-07-07 | 2016-09-01 | 45725 | 0 | Streamline Solar Power Systems | Lease
UNSEDG-00412 | 85621 | PV (Photovoltaic) | 3.38 | 5924 | Residential | Non-Incentive | 3 - Installed | 2016-07-05 | 2016-07-20 | 2016-09-01 | 15000 | 0 | DGB Enterprises, Inc | Purchase
UNSEDG-00429 | 86406 | PV (Photovoltaic) | 9.156 | 16280 | Residential | Non-Incentive | 3 - Installed | 2016-07-15 | 2016-07-25 | 2016-09-01 | 29258 | 0 | Streamline Solar Power Systems | Lease
UNSEDG-00430 | 86406 | PV (Photovoltaic) | 9.6 | 17365 | Residential | Non-Incentive | 3 - Installed | 2016-05-11 | 2016-07-25 | 2016-09-01 | 38866.6 | 0 | Esmay Electric, Inc. | Purchase
UNSEDG-00449 | 86404 | PV (Photovoltaic) | 14.388 | 24166 | Residential | Non-Incentive | 3 - Installed | 2016-07-20 | 2016-08-09 | 2016-09-01 | 49263.08 | 0 | Esmay Electric Inc. | Lease
UNSEDG-00467 | 86406 | PV (Photovoltaic) | 10.88 | 18945 | Residential | Non-Incentive | 3 - Installed | 2016-08-12 | 2016-08-23 | 2016-09-02 | 36992 | 0 | Esmay Electric, Inc. | Purchase
UNSEDG-00409 | 86404 | PV (Photovoltaic) | 8.68 | 15390 | Residential | Non-Incentive | 3 - Installed | 2016-06-21 | 2016-07-20 | 2016-09-06 | 31548 | 0 | New Sun Energies | Purchase
UNSEDG-00422 | 86404 | PV (Photovoltaic) | 13.734 | 23296 | Residential | Non-Incentive | 3 - Installed | 2016-06-29 | 2016-07-25 | 2016-09-06 | 44615 | 0 | Streamline Solar Power Systems | Lease
UNSEDG-00438 | 86403 | PV (Photovoltaic) | 11.772 | 20704 | Residential | Non-Incentive | 3 - Installed | 2016-07-19 | 2016-08-01 | 2016-09-07 | 40024.8 | 0 | Esmay Electric, Inc. | Lease
UNSEDG-00441 | 85648 | PV (Photovoltaic) | 5.035 | 8440 | Residential | Non-Incentive | 3 - Installed | 2016-07-25 | 2016-08-01 | 2016-09-07 | 22154 | 0 | SolarCity Corporation | Lease
UNSEDG-00465 | 86406 | PV (Photovoltaic) | 9.57 | 16850 | Residential | Non-Incentive | 3 - Installed | 2016-08-11 | 2016-08-23 | 2016-09-07 | 37000 | 0 | Hybrid Solar | Purchase
UNSEDG-00407 | 85648 | PV (Photovoltaic) | 6.095 | 10486 | Residential | Non-Incentive | 3 - Installed | 2016-07-05 | 2016-07-20 | 2016-09-08 | 26818 | 0 | SolarCity Corporation | Lease
UNSEDG-00411 | 85648 | PV (Photovoltaic) | 6.095 | 10390 | Residential | Non-Incentive | 3 - Installed | 2016-07-05 | 2016-07-20 | 2016-09-08 | 26818 | 0 | SolarCity Corporation | Lease
UNSEDG-00328 | 85621 | PV (Photovoltaic) | 5.565 | 8729 | Residential | Non-Incentive | 3 - Installed | 2016-05-20 | 2016-05-26 | 2016-09-09 | 24486 | 0 | SolarCity Corporation | Lease
UNSEDG-00419 | 86403 | PV (Photovoltaic) | 13.734 | 23462 | Residential | Non-Incentive | 3 - Installed | 2016-06-22 | 2016-07-25 | 2016-09-09 | 43115 | 0 | Streamline Solar Power Systems | Lease
UNSEDG-00420 | 86403 | PV (Photovoltaic) | 14.388 | 23705 | Residential | Non-Incentive | 3 - Installed | 2016-06-22 | 2016-07-25 | 2016-09-09 | 45710 | 0 | Streamline Solar Power Systems | Lease
UNSEDG-00466 | 86406 | PV (Photovoltaic) | 9.69 | 16754 | Residential | Non-Incentive | 3 - Installed | 2016-08-12 | 2016-09-01 | 2016-09-09 | 31000 | 0 | Hybrid Solar | Purchase
UNSEDG-00400 | 85621 | PV (Photovoltaic) | 4.16 | 6971 | Residential | Non-Incentive | 3 - Installed | 2016-06-27 | 2016-08-16 | 2016-09-12 | 16000 | 0 | Safe Electric LLC | Purchase
UNSEDG-00464 | 86406 | PV (Photovoltaic) | 11.118 | 18951 | Residential | Non-Incentive | 3 - Installed | 2016-08-02 | 2016-08-23 | 2016-09-13 | 37801.2 | 0 | Esmay Electric, Inc. | Lease
UNSEDG-00470 | 86406 | PV (Photovoltaic) | 6.84 | 11663 | Residential | Non-Incentive | 3 - Installed | 2016-08-12 | 2016-09-01 | 2016-09-13 | 25854 | 0 | Hybrid Solar | Purchase
UNSEDG-00488 | 86403 | PV (Photovoltaic) | 8.502 | 15075 | Residential | Non-Incentive | 3 - Installed | 2016-08-26 | 2016-09-09 | 2016-09-13 | 28906.8 | 0 | Esmay Electric, Inc. | Lease
UNSEDG-00489 | 86404 | PV (Photovoltaic) | 10 | 17417 | Residential | Non-Incentive | 3 - Installed | 2016-08-23 | 2016-09-09 | 2016-09-13 | 25000 | 0 | Esmay Electric, Inc. | Purchase
UNSEDG-00456 | 86404 | PV (Photovoltaic) | 14.388 | 23438 | Residential | Non-Incentive | 3 - Installed | 2016-06-21 | 2016-08-16 | 2016-09-15 | 46741 | 0 | Streamline Solar Power Systems | Lease
UNSEDG-00462 | 86404 | PV (Photovoltaic) | 12.099 | 20453 | Residential | Non-Incentive | 3 - Installed | 2016-08-02 | 2016-08-16 | 2016-09-15 | 41136.6 | 0 | Esmay Electric, Inc. | Lease
UNSEDG-00471 | 86406 | PV (Photovoltaic) | 2.85 | 4969 | Residential | Non-Incentive | 3 - Installed | 2016-08-12 | 2016-09-01 | 2016-09-15 | 9975 | 0 | Hybrid Solar | Purchase
UNSEDG-00324 | 85648 | PV (Photovoltaic) | 5.83 | 10501 | Residential | Non-Incentive | 3 - Installed | 2016-05-19 | 2016-05-25 | 2016-09-19 | 25652 | 0 | SolarCity Corporation | Lease
UNSEDG-00474 | 86403 | PV (Photovoltaic) | 14.388 | 24302 | Residential | Non-Incentive | 3 - Installed | 2016-08-04 | 2016-09-07 | 2016-09-19 | 49119.2 | 0 | Esmay Electric, Inc. | Lease
UNSEDG-00481 | 86404 | PV (Photovoltaic) | 10.464 | 18358 | Residential | Non-Incentive | 3 - Installed | 2016-08-03 | 2016-09-07 | 2016-09-19 | 35577.6 | 0 | Esmay Electric, Inc. | Lease
UNSEDG-00356 | 85648 | PV (Photovoltaic) | 4.505 | 7118 | Residential | Non-Incentive | 3 - Installed | 2016-06-02 | 2016-06-14 | 2016-09-21 | 19822 | 0 | SolarCity Corporation | Lease
UNSEDG-00413 | 85621 | PV (Photovoltaic) | 1.855 | 2812 | Residential | Non-Incentive | 3 - Installed | 2016-07-06 | 2016-07-20 | 2016-09-21 | 8162 | 0 | SolarCity Corporation | Lease
UNSEDG-00460 | 86409 | PV (Photovoltaic) | 4.68 | 8123 | Residential | Non-Incentive | 3 - Installed | 2016-08-10 | 2016-08-16 | 2016-09-22 | 29811.6 | 0 | Liggett Electrical Services LLC | Purchase
UNSEDG-00368 | 86406 | PV (Photovoltaic) | 14.388 | 23802 | Residential | Non-Incentive | 3 - Installed | 2016-05-17 | 2016-06-13 | 2016-09-23 | 45450 | 0 | Streamline Solar Power Systems | Lease
UNSEDG-00393 | 86406 | PV (Photovoltaic) | 8.502 | 14262 | Residential | Non-Incentive | 3 - Installed | 2016-06-17 | 2016-07-07 | 2016-09-23 | 28056.6 | 0 | Esmay Electric, Inc. | Lease
UNSEDG-00427 | 86404 | PV (Photovoltaic) | 13.734 | 22620 | Residential | Non-Incentive | 3 - Installed | 2016-06-27 | 2016-07-25 | 2016-09-23 | 45380 | 0 | Streamline Solar Power Systems | Lease
UNSEDG-00477 | 86406 | PV (Photovoltaic) | 13.734 | 23842 | Residential | Non-Incentive | 3 - Installed | 2016-08-10 | 2016-09-01 | 2016-09-23 | 43948.8 | 0 | Esmay Electric, Inc. | Lease
UNSEDG-00435 | 86401 | PV (Photovoltaic) | 10.464 | 19893 | Residential | Non-Incentive | 3 - Installed | 2016-07-19 | 2016-07-27 | 2016-09-28 | 36624 | 0 | Esmay Electric, Inc. | Lease
UNSEDG-00468 | 86403 | PV (Photovoltaic) | 5.886 | 10241 | Residential | Non-Incentive | 3 - Installed | 2016-08-04 | 2016-08-24 | 2016-09-29 | 20012.4 | 0 | Esmay Electric, Inc. | Lease
UNSEDG-00367 | 86403 | PV (Photovoltaic) | 13.734 | 22278 | Residential | Non-Incentive | 3 - Installed | 2016-05-24 | 2016-06-13 | 2016-09-30 | 44500 | 0 | Streamline Solar Power Systems | Lease
UNSEDG-00446 | 86406 | PV (Photovoltaic) | 12 | 20546 | Residential | Non-Incentive | 3 - Installed | 2016-07-21 | 2016-08-09 | 2016-09-30 | 46500 | 0 | Hybrid Solar | Purchase
UNSEDG-00494 | 86403 | PV (Photovoltaic) | 10.2 | 18427 | Residential | Non-Incentive | 3 - Installed | 2016-08-31 | 2016-09-23 | 2016-10-04 | 31900 | 0 | Hybrid Solar | Purchase
UNSEDG-00380 | 85648 | PV (Photovoltaic) | 6.89 | 11136 | Residential | Non-Incentive | 3 - Installed | 2016-06-17 | 2016-07-07 | 2016-10-06 | 30316 | 0 | SolarCity Corporation | Purchase
UNSEDG-00457 | 86406 | PV (Photovoltaic) | 11.445 | 20340 | Residential | Non-Incentive | 3 - Installed | 2016-07-22 | 2016-08-16 | 2016-10-06 | 36206 | 0 | Streamline Solar Power Systems | Lease
UNSEDG-00475 | 86406 | PV (Photovoltaic) | 14.388 | 25127 | Residential | Non-Incentive | 3 - Installed | 2016-08-10 | 2016-09-01 | 2016-10-06 | 48631.44 | 0 | Esmay Electric, Inc. | Lease
UNSEDG-00510 | 86406 | PV (Photovoltaic) | 9.15 | 15614 | Residential | Non-Incentive | 3 - Installed | 2016-09-07 | 2016-09-23 | 2016-10-06 | 33360 | 0 | Freedom Solar Services | Purchase
UNSEDG-00271 | 86404 | PV (Photovoltaic) | 11.772 | 20607 | Residential | Non-Incentive | 3 - Installed | 2016-04-19 | 2016-05-10 | 2016-10-07 | 37200 | 0 | Streamline Solar Power Systems | Lease
UNSEDG-00491 | 86406 | PV (Photovoltaic) | 9.156 | 16093 | Residential | Non-Incentive | 3 - Installed | 2016-08-16 | 2016-09-09 | 2016-10-07 | 29404 | 0 | Streamline Solar Power Systems | Lease
UNSEDG-00508 | 86406 | PV (Photovoltaic) | 14.388 | 25260 | Residential | Non-Incentive | 3 - Installed | 2016-08-22 | 2016-09-23 | 2016-10-07 | 48919.2 | 0 | Esmay Electric, Inc. | Lease
UNSEDG-00507 | 86403 | PV (Photovoltaic) | 11.118 | 19742 | Residential | Non-Incentive | 3 - Installed | 2016-08-22 | 2016-09-23 | 2016-10-10 | 37801.2 | 0 | Esmay Electric, Inc. | Lease
UNSEDG-00520 | 86404 | PV (Photovoltaic) | 14.08 | 24996 | Residential | Non-Incentive | 3 - Installed | 2016-09-06 | 2016-09-26 | 2016-10-10 | 47872 | 0 | Esmay Electric, Inc. | Purchase
UNSEDG-00524 | 86406 | PV (Photovoltaic) | 14.08 | 24657 | Residential | Non-Incentive | 3 - Installed | 2016-09-12 | 2016-09-26 | 2016-10-11 | 48672 | 0 | Esmay Electric, Inc. | Purchase
UNSEDG-00523 | 86406 | PV (Photovoltaic) | 10.24 | 17334 | Residential | Non-Incentive | 3 - Installed | 2016-09-08 | 2016-09-26 | 2016-10-12 | 39321.6 | 0 | Esmay Electric, Inc. | Purchase
UNSEDG-00458 | 86404 | PV (Photovoltaic) | 13.06 | 21840 | Residential | Non-Incentive | 3 - Installed | 2016-07-19 | 2016-08-16 | 2016-10-13 | 40877 | 0 | Streamline Solar Power Systems | Lease
UNSEDG-00536 | 86404 | PV (Photovoltaic) | 3.84 | 6867 | Residential | Non-Incentive | 3 - Installed | 2016-09-20 | 2016-10-04 | 2016-10-13 | 13256 | 0 | Esmay Electric, Inc. | Purchase
UNSEDG-00317 | 86403 | PV (Photovoltaic) | 9.156 | 16386 | Residential | Non-Incentive | 3 - Installed | 2016-04-18 | 2016-05-24 | 2016-10-14 | 29500 | 0 | Streamline Solar Power Systems | Lease
UNSEDG-00506 | 86403 | PV (Photovoltaic) | 11.772 | 21390 | Residential | Non-Incentive | 3 - Installed | 2016-08-22 | 2016-09-23 | 2016-10-14 | 40024.8 | 0 | Esmay Electric, Inc. | Lease
UNSEDG-00519 | 86406 | PV (Photovoltaic) | 9.81 | 17595 | Residential | Non-Incentive | 3 - Installed | 2016-08-26 | 2016-09-26 | 2016-10-14 | 31392 | 0 | Esmay Electric, Inc. | Lease
UNSEDG-00525 | 86406 | PV (Photovoltaic) | 11.772 | 20543 | Residential | Non-Incentive | 3 - Installed | 2016-09-16 | 2016-09-26 | 2016-10-17 | 48736.08 | 0 | Esmay Electric, Inc. | Purchase
UNSEDG-00454 | 86406 | PV (Photovoltaic) | 9.6 | 18135 | Residential | Non-Incentive | 3 - Installed | 2016-03-08 | 2016-08-09 | 2016-10-18 | 38600 | 0 | AAA Electric Inc | Purchase
UNSEDG-00495 | 86406 | PV (Photovoltaic) | 8.4 | 15097 | Residential | Non-Incentive | 3 - Installed | 2016-09-01 | 2016-09-23 | 2016-10-19 | 28000 | 0 | Hybrid Solar | Purchase
UNSEDG-00455 | 86406 | PV (Photovoltaic) | 10.791 | 17906 | Residential | Non-Incentive | 3 - Installed | 2016-07-12 | 2016-08-16 | 2016-10-20 | 34527 | 0 | Streamline Solar Power Systems | Lease
UNSEDG-00504 | 86413 | PV (Photovoltaic) | 8.4 | 15227 | Residential | Non-Incentive | 3 - Installed | 2016-09-02 | 2016-09-23 | 2016-10-20 | 28000 | 0 | Hybrid Solar | Purchase
UNSEDG-00310 | 85621 | PV (Photovoltaic) | 364.815 | 651091 | Non-Residential | Non-Incentive | 3 - Installed | 2016-05-11 | 2016-10-21 | 2016-10-21 | 692835 | 0 | Solar Gain Inc | Purchase
UNSEDG-00517 | 86406 | PV (Photovoltaic) | 10.464 | 18405 | Residential | Non-Incentive | 3 - Installed | 2016-08-15 | 2016-09-26 | 2016-10-24 | 34908 | 0 | Streamline Solar Power Systems | Lease
UNSEDG-00534 | 86406 | PV (Photovoltaic) | 2.56 | 4630 | Residential | Non-Incentive | 3 - Installed | 2016-09-19 | 2016-10-20 | 2016-10-24 | 8832 | 0 | Esmay Electric, Inc. | Purchase
UNSEDG-00405 | 85648 | PV (Photovoltaic) | 7.5 | 12582 | Residential | Non-Incentive | 3 - Installed | 2016-06-29 | 2016-07-20 | 2016-10-25 | 33000 | 0 | SolarCity Coporation | Lease
UNSEDG-00432 | 85648 | PV (Photovoltaic) | 9.54 | 14221 | Residential | Non-Incentive | 3 - Installed | 2016-07-19 | 2016-07-25 | 2016-10-25 | 41976 | 0 | SolarCity Corporation | Lease
UNSEDG-00490 | 86403 | PV (Photovoltaic) | 14.388 | 25495 | Residential | Non-Incentive | 3 - Installed | 2016-07-12 | 2016-09-09 | 2016-10-25 | 47050 | 0 | Streamline Solar Power Systems | Lease
UNSEDG-00527 | 86404 | PV (Photovoltaic) | 7.194 | 12893 | Residential | Non-Incentive | 3 - Installed | 2016-09-08 | 2016-09-26 | 2016-10-25 | 23378.5 | 0 | Esmay Electric, Inc. | Lease
UNSEDG-00563 | 85648 | PV (Photovoltaic) | 7.42 | 11667 | Residential | Non-Incentive | 3 - Installed | 2016-09-29 | 2016-10-06 | 2016-10-25 | 32648 | 0 | SolarCity Corp | Purchase
UNSEDG-00373 | 85648 | PV (Photovoltaic) | 5.25 | 9183 | Residential | Non-Incentive | 3 - Installed | 2016-06-13 | 2016-07-25 | 2016-10-26 | 23100 | 0 | SolarCity Corporation | Lease
UNSEDG-00434 | 85648 | PV (Photovoltaic) | 9.54 | 14917 | Residential | Non-Incentive | 3 - Installed | 2016-07-19 | 2016-07-25 | 2016-10-26 | 41976 | 0 | SolarCity Corporation | Lease
UNSEDG-00277 | 86403 | PV (Photovoltaic) | 6 | 9226 | Residential | Non-Incentive | 3 - Installed | 2016-04-25 | 2016-10-14 | 2016-10-27 | 32000 | 0 | Self Install | Purchase
UNSEDG-00529 | 86403 | PV (Photovoltaic) | 14.388 | 26040 | Residential | Non-Incentive | 3 - Installed | 2016-09-06 | 2016-09-26 | 2016-10-27 | 48919.2 | 0 | Esmay Electric, Inc. | Lease
UNSEDG-00537 | 86404 | PV (Photovoltaic) | 3.84 | 6844 | Residential | Non-Incentive | 3 - Installed | 2016-09-20 | 2016-10-04 | 2016-10-27 | 12672 | 0 | Esmay Electric, Inc. | Purchase
UNSEDG-00568 | 86406 | PV (Photovoltaic) | 14.388 | 24634 | Residential | Non-Incentive | 3 - Installed | 2016-10-03 | 2016-10-05 | 2016-10-27 | 98517 | 0 | Streamline Solar Power Systems | Lease
UNSEDG-00486 | 86403 | PV (Photovoltaic) | 7.194 | 12046 | Residential | Non-Incentive | 3 - Installed | 2016-07-18 | 2016-09-08 | 2016-10-28 | 30000 | 0 | Streamline Solar Power Systems | Lease
UNSEDG-00514 | 86403 | PV (Photovoltaic) | 10.791 | 18954 | Residential | Non-Incentive | 3 - Installed | 2016-08-02 | 2016-09-23 | 2016-10-28 | 34377 | 0 | Streamline Solar Power Systems | Lease
UNSEDG-00532 | 86404 | PV (Photovoltaic) | 14.388 | 25473 | Residential | Non-Incentive | 3 - Installed | 2016-09-16 | 2016-09-26 | 2016-10-28 | 48919.2 | 0 | Esmay Electric, Inc. | Lease
UNSEDG-00553 | 86413 | PV (Photovoltaic) | 13.08 | 23428 | Residential | Non-Incentive | 3 - Installed | 2016-09-26 | 2016-10-05 | 2016-10-28 | 45780 | 0 | Esmay Electric, Inc. | Lease
UNSEDG-00450 | 85648 | PV (Photovoltaic) | 6.72 | 11911 | Residential | Non-Incentive | 3 - Installed | 2016-08-01 | 2016-08-16 | 2016-11-01 | 27988.88 | 0 | Titan Solar Power | Purchase
UNSEDG-00480 | 85621 | PV (Photovoltaic) | 7.42 | 11828 | Residential | Non-Incentive | 3 - Installed | 2016-08-22 | 2016-09-07 | 2016-11-01 | 32648 | 0 | SolarCity Coporation | Lease
UNSEDG-00496 | 86403 | PV (Photovoltaic) | 9.6 | 17865 | Residential | Non-Incentive | 3 - Installed | 2016-09-06 | 2016-09-23 | 2016-11-01 | 39360 | 0 | Hybrid Solar | Purchase
UNSEDG-00500 | 86404 | PV (Photovoltaic) | 8.502 | 14944 | Residential | Non-Incentive | 3 - Installed | 2016-08-08 | 2016-09-23 | 2016-11-01 | 28818 | 0 | Streamline Solar Power Systems | Lease
UNSEDG-00538 | 85648 | PV (Photovoltaic) | 4.505 | 7496 | Residential | Non-Incentive | 3 - Installed | 2016-09-20 | 2016-10-05 | 2016-11-01 | 23375 | 0 | Phoenix Solar Specialists | Purchase
UNSEDG-00541 | 86404 | PV (Photovoltaic) | 5.886 | 8843 | Residential | Non-Incentive | 3 - Installed | 2016-09-21 | 2016-10-04 | 2016-11-01 | 19423.8 | 0 | Esmay Electric, Inc. | Lease
UNSEDG-00543 | 86403 | PV (Photovoltaic) | 7.8 | 13549 | Residential | Non-Incentive | 3 - Installed | 2016-09-22 | 2016-10-06 | 2016-11-01 | 26130 | 0 | Hybrid Solar | Purchase
UNSEDG-00576 | 86403 | PV (Photovoltaic) | 7.28 | 12534 | Residential | Non-Incentive | 3 - Installed | 2016-10-05 | 2016-10-06 | 2016-11-01 | 37800 | 0 | Liggett Electrical Services LLC | Purchase
UNSEDG-00578 | 86401 | PV (Photovoltaic) | 2.9 | 4805 | Residential | Non-Incentive | 3 - Installed | 2016-09-29 | 2016-10-12 | 2016-11-01 | 9623.5 | 0 | Tri State Solar & WInd Corp. | Purchase
UNSEDG-00579 | 86403 | PV (Photovoltaic) | 10.24 | 18783 | Residential | Non-Incentive | 3 - Installed | 2016-10-07 | 2016-10-12 | 2016-11-01 | 41984 | 0 | Hybrid Solar | Purchase
UNSEDG-00414 | 85648 | PV (Photovoltaic) | 7.685 | 11853 | Residential | Non-Incentive | 3 - Installed | 2016-07-07 | 2016-07-27 | 2016-11-02 | 33814 | 0 | SolarCity Coporation | Lease
UNSEDG-00424 | 85648 | PV (Photovoltaic) | 2.65 | 4261 | Residential | Non-Incentive | 3 - Installed | 2016-07-12 | 2016-07-20 | 2016-11-02 | 11660 | 0 | SolarCity Coporation | Lease
UNSEDG-00515 | 85648 | PV (Photovoltaic) | 6.36 | 10550 | Residential | Non-Incentive | 3 - Installed | 2016-09-12 | 2016-09-23 | 2016-11-02 | 27984 | 0 | SolarCity Corporation | Purchase
UNSEDG-00531 | 86406 | PV (Photovoltaic) | 11.772 | 18789 | Residential | Non-Incentive | 3 - Installed | 2016-09-12 | 2016-09-26 | 2016-11-02 | 39847.6 | 0 | Esmay Electric, Inc. | Lease
UNSEDG-00573 | 85648 | PV (Photovoltaic) | 4.505 | 7834 | Residential | Non-Incentive | 3 - Installed | 2016-10-04 | 2016-10-06 | 2016-11-02 | 19822 | 0 | SolarCity Corp | Purchase
UNSEDG-00478 | 85648 | PV (Photovoltaic) | 9.54 | 14536 | Residential | Non-Incentive | 3 - Installed | 2016-08-17 | 2016-09-01 | 2016-11-03 | 25652 | 0 | SolarCity Corporation | Lease
UNSEDG-00499 | 86404 | PV (Photovoltaic) | 7.848 | 12900 | Residential | Non-Incentive | 3 - Installed | 2016-08-12 | 2016-09-23 | 2016-11-03 | 25521 | 0 | Streamline Solar Power Systems | Lease
UNSEDG-00562 | 86406 | PV (Photovoltaic) | 14.07 | 26061 | Residential | Non-Incentive | 3 - Installed | 2016-09-28 | 2016-10-05 | 2016-11-03 | 54221.8 | 0 | Esmay Electric, Inc. | Purchase
UNSEDG-00399 | 85621 | PV (Photovoltaic) | 6.095 | 9881 | Residential | Non-Incentive | 3 - Installed | 2016-06-27 | 2016-07-12 | 2016-11-07 | 26818 | 0 | SolarCity | Lease
UNSEDG-00493 | 85648 | PV (Photovoltaic) | 5.83 | 9713 | Residential | Non-Incentive | 3 - Installed | 2016-08-31 | 2016-09-20 | 2016-11-07 | 25652 | 0 | SolarCity Corporation | Purchase
UNSEDG-00498 | 85648 | PV (Photovoltaic) | 9.805 | 16306 | Residential | Non-Incentive | 3 - Installed | 2016-09-06 | 2016-09-23 | 2016-11-09 | 43142 | 0 | SolarCity Corporation | Purchase
UNSEDG-00502 | 85648 | PV (Photovoltaic) | 6.36 | 10176 | Residential | Non-Incentive | 3 - Installed | 2016-09-07 | 2016-09-23 | 2016-11-09 | 27984 | 0 | SolarCity Corporation | Purchase
UNSEDG-00554 | 86406 | PV (Photovoltaic) | 13.08 | 23150 | Residential | Non-Incentive | 3 - Installed | 2016-09-21 | 2016-10-05 | 2016-11-10 | 44472 | 0 | Esmay Electric, Inc. | Lease
UNSEDG-00577 | 86404 | PV (Photovoltaic) | 10.464 | 16536 | Residential | Non-Incentive | 3 - Installed | 2016-10-06 | 2016-10-12 | 2016-11-10 | 34531.2 | 0 | Esmay Electric, Inc. | Lease
UNSEDG-00479 | 86413 | PV (Photovoltaic) | 6.76 | 13025 | Residential | Non-Incentive | 3 - Installed | 2016-08-17 | 2016-09-01 | 2016-11-11 | 20082 | 0 | Havasu Solar | Purchase
UNSEDG-00556 | 86406 | PV (Photovoltaic) | 10.88 | 19370 | Residential | Non-Incentive | 3 - Installed | 2016-09-27 | 2016-10-05 | 2016-11-11 | 35904 | 0 | Esmay Electric, Inc. | Purchase
UNSEDG-00558 | 86403 | PV (Photovoltaic) | 8.502 | 14979 | Residential | Non-Incentive | 3 - Installed | 2016-09-27 | 2016-10-05 | 2016-11-11 | 28056.6 | 0 | Esmay Electric, Inc. | Lease
UNSEDG-00583 | 86401 | PV (Photovoltaic) | 3.38 | 5411 | Residential | Non-Incentive | 3 - Installed | 2016-10-12 | 2016-10-25 | 2016-11-11 | 20280 | 0 | Liggett Electrical Services LLC | Purchase
UNSEDG-00442 | 85648 | PV (Photovoltaic) | 4.48 | 7963 | Residential | Non-Incentive | 3 - Installed | 2016-07-25 | 2016-08-01 | 2016-11-14 | 19992 | 0 | Titan Solar Power | Purchase
UNSEDG-00473 | 85648 | PV (Photovoltaic) | 10.335 | 17292 | Residential | Non-Incentive | 3 - Installed | 2016-08-15 | 2016-09-01 | 2016-11-14 | 45474 | 0 | SolarCity Coporation | Lease
UNSEDG-00482 | 86404 | PV (Photovoltaic) | 6.6 | 11270 | Residential | Non-Incentive | 3 - Installed | 2016-08-23 | 2016-09-08 | 2016-11-14 | 17196 | 0 | Havasu Solar | Purchase
UNSEDG-00555 | 86404 | PV (Photovoltaic) | 14.388 | 24958 | Residential | Non-Incentive | 3 - Installed | 2016-08-16 | 2016-10-05 | 2016-11-14 | 46500 | 0 | Streamline Solar Power Systems | Lease
UNSEDG-00340 | 85621 | PV (Photovoltaic) | 5.3 | 9004 | Residential | Non-Incentive | 3 - Installed | 2016-05-23 | 2016-06-06 | 2016-11-16 | 23320 | 0 | SolarCity Corporation | Lease
UNSEDG-00363 | 85621 | PV (Photovoltaic) | 6.095 | 10110 | Residential | Non-Incentive | 3 - Installed | 2016-06-06 | 2016-06-14 | 2016-11-17 | 26818 | 0 | SolarCity Corporation | Lease
UNSEDG-00528 | 86404 | PV (Photovoltaic) | 14.388 | 25246 | Residential | Non-Incentive | 3 - Installed | 2016-09-09 | 2016-09-26 | 2016-11-17 | 45382.3 | 0 | Esmay Electric, Inc. | Lease
UNSEDG-00574 | 86403 | PV (Photovoltaic) | 9.156 | 15944 | Residential | Non-Incentive | 3 - Installed | 2016-10-05 | 2016-10-06 | 2016-11-17 | 30214.8 | 0 | Esmay Electric, Inc. | Lease
UNSEDG-00624 | 86409 | PV (Photovoltaic) | 9.9 | 18624 | Residential | Non-Incentive | 3 - Installed | 2016-11-03 | 2016-11-07 | 2016-11-17 | 26475 | 0 | Tri State Solar & WInd Corp | Purchase
UNSEDG-00501 | 86406 | PV (Photovoltaic) | 9.156 | 15740 | Residential | Non-Incentive | 3 - Installed | 2016-08-09 | 2016-10-06 | 2016-11-18 | 30755 | 0 | Streamline Solar Power Systems | Lease
UNSEDG-00550 | 86438 | PV (Photovoltaic) | 11.118 | 20720 | Residential | Non-Incentive | 3 - Installed | 2016-08-31 | 2016-10-05 | 2016-11-18 | 39468.9 | 0 | Esmay Electric, Inc. | Lease
UNSEDG-00582 | 86401 | PV (Photovoltaic) | 9.6 | 14781 | Residential | Non-Incentive | 3 - Installed | 2016-10-12 | 2016-10-25 | 2016-11-18 | 32160 | 0 | Hybrid Solar | Purchase
UNSEDG-00533 | 86404 | PV (Photovoltaic) | 10.464 | 18216 | Residential | Non-Incentive | 3 - Installed | 2016-09-19 | 2016-09-26 | 2016-11-21 | 35577.6 | 0 | Esmay Electric, Inc. | Lease
UNSEDG-00606 | 86403 | PV (Photovoltaic) | 7.26 | 13004 | Residential | Non-Incentive | 3 - Installed | 2016-10-26 | 2016-11-07 | 2016-11-21 | 20239 | 0 | Tri State Solar & Wind Corp | Purchase
UNSEDG-00472 | 85648 | PV (Photovoltaic) | 6.89 | 12428 | Residential | Non-Incentive | 3 - Installed | 2016-08-15 | 2016-09-01 | 2016-11-22 | 30316 | 0 | SolarCity Corporation | Lease
UNSEDG-00516 | 85648 | PV (Photovoltaic) | 5.83 | 10141 | Residential | Non-Incentive | 3 - Installed | 2016-09-12 | 2016-09-23 | 2016-11-22 | 25652 | 0 | SolarCity Corporation | Lease
UNSEDG-00575 | 86406 | PV (Photovoltaic) | 9.156 | 16703 | Residential | Non-Incentive | 3 - Installed | 2016-10-05 | 2016-10-06 | 2016-11-22 | 31130.4 | 0 | Esmay Electric, Inc. | Lease
UNSEDG-00592 | 86406 | PV (Photovoltaic) | 14.388 | 25300 | Residential | Non-Incentive | 3 - Installed | 2016-10-19 | 2016-10-26 | 2016-11-22 | 48919.2 | 0 | Esmay Electric, Inc. | Lease
UNSEDG-00408 | 85648 | PV (Photovoltaic) | 12.72 | 16488 | Residential | Non-Incentive | 3 - Installed | 2016-07-05 | 2016-07-20 | 2016-11-28 | 55968 | 0 | SolarCity Coporation | Lease
UNSEDG-00559 | 86404 | PV (Photovoltaic) | 7.8 | 13966 | Residential | Non-Incentive | 3 - Installed | 2016-09-27 | 2016-10-05 | 2016-11-28 | 18000 | 0 | Hybrid Solar | Purchase
UNSEDG-00571 | 85648 | PV (Photovoltaic) | 6.2 | 10728 | Residential | Non-Incentive | 3 - Installed | 2016-10-03 | 2016-10-06 | 2016-11-28 | 18936 | 0 | Net Zero Solar LLC | Purchase
UNSEDG-00599 | 86406 | PV (Photovoltaic) | 8.502 | 15078 | Residential | Non-Incentive | 3 - Installed | 2016-10-19 | 2016-11-01 | 2016-11-28 | 28906.8 | 0 | Esmay Electric, Inc. | Lease
UNSEDG-00513 | 86403 | PV (Photovoltaic) | 13.734 | 22203 | Residential | Non-Incentive | 3 - Installed | 2016-08-19 | 2016-09-23 | 2016-11-29 | 42865 | 0 | Streamline Solar Power Systems | Lease
UNSEDG-00567 | 86404 | PV (Photovoltaic) | 9.9 | 17477 | Residential | Non-Incentive | 3 - Installed | 2016-10-03 | 2016-10-21 | 2016-11-29 | 27922 | 0 | Havasu Solar | Purchase
UNSEDG-00590 | 86406 | PV (Photovoltaic) | 12.426 | 21079 | Residential | Non-Incentive | 3 - Installed | 2016-08-31 | 2016-10-26 | 2016-11-29 | 39728 | 0 | Streamline Solar Power Systems | Lease
UNSEDG-00608 | 86406 | PV (Photovoltaic) | 12.426 | 21003 | Residential | Non-Incentive | 3 - Installed | 2016-10-26 | 2016-11-07 | 2016-12-01 | 42514.4 | 0 | Esmay Electric, Inc. | Lease
UNSEDG-00609 | 86406 | PV (Photovoltaic) | 4.905 | 8718 | Residential | Non-Incentive | 3 - Installed | 2016-10-26 | 2016-11-07 | 2016-12-01 | 16782 | 0 | Esmay Electric, Inc. | Lease
UNSEDG-00616 | 86406 | PV (Photovoltaic) | 14.388 | 24751 | Residential | Non-Incentive | 3 - Installed | 2016-10-19 | 2016-11-07 | 2016-12-01 | 48919.2 | 0 | Esmay Electric, Inc. | Lease
UNSEDG-00603 | 86401 | PV (Photovoltaic) | 3.18 | 5500 | Residential | Non-Incentive | 3 - Installed | 2016-10-20 | 2016-11-01 | 2016-12-02 | 13038 | 0 | Maverick General Contractors DBA New Sun Energies | Purchase
UNSEDG-00511 | 86406 | PV (Photovoltaic) | 13.734 | 23938 | Residential | Non-Incentive | 3 - Installed | 2016-08-15 | 2016-09-23 | 2016-12-05 | 46265 | 0 | Streamline Solar Power Systems | Lease
UNSEDG-00630 | 86404 | PV (Photovoltaic) | 12.16 | 21611 | Residential | Non-Incentive | 3 - Installed | 2016-11-08 | 2016-11-21 | 2016-12-05 | 43600 | 0 | Hybrid Solar | Purchase
UNSEDG-00619 | 86403 | PV (Photovoltaic) | 10.464 | 18554 | Residential | Non-Incentive | 3 - Installed | 2016-10-24 | 2016-11-07 | 2016-12-07 | 35731.2 | 0 | Esmay Electric, Inc. | Lease
UNSEDG-00485 | 86409 | PV (Photovoltaic) | 6.76 | 10552 | Residential | Non-Incentive | 3 - Installed | 2016-08-23 | 2016-09-08 | 2016-12-09 | 23322 | 0 | Arizona Solar Concepts LLC | Purchase
UNSEDG-00540 | 86409 | PV (Photovoltaic) | 5.98 | 10445 | Residential | Non-Incentive | 3 - Installed | 2016-09-21 | 2016-10-04 | 2016-12-09 | 21299 | 0 | Arizona Solar Concepts LLC | Purchase
UNSEDG-00569 | 86406 | PV (Photovoltaic) | 13.734 | 23567 | Residential | Non-Incentive | 3 - Installed | 2016-08-30 | 2016-10-06 | 2016-12-09 | 44765 | 0 | Streamline Solar Power Systems | Lease
UNSEDG-00629 | 86406 | PV (Photovoltaic) | 9.6 | 16347 | Residential | Non-Incentive | 3 - Installed | 2016-11-08 | 2016-11-21 | 2016-12-09 | 36000 | 0 | Hybrid Solar | Purchase
UNSEDG-00311 | 85621 | PV (Photovoltaic) | 307.53 | 549563 | Non-Residential | Non-Incentive | 3 - Installed | 2016-05-11 | 2016-12-06 | 2016-12-13 | 527489 | 0 | Solar Gain Inc | Purchase
UNSEDG-00668 | 86403 | PV (Photovoltaic) | 7.68 | 14004 | Residential | Non-Incentive | 3 - Installed | 2016-11-28 | 2016-12-02 | 2016-12-14 | 23040 | 0 | Esmay Electric, Inc. | Purchase
UNSEDG-00312 | 85621 | PV (Photovoltaic) | 364.815 | 651091 | Non-Residential | Non-Incentive | 3 - Installed | 2016-05-11 | 2016-12-06 | 2016-12-15 | 644710 | 0 | Solar Gain Inc | Purchase
UNSEDG-00439 | 85621 | PV (Photovoltaic) | 3.18 | 4938 | Residential | Non-Incentive | 3 - Installed | 2016-07-25 | 2016-07-27 | 2016-12-15 | 13992 | 0 | SolarCity Corporation | Lease
UNSEDG-00503 | 85648 | PV (Photovoltaic) | 6.36 | 10070 | Residential | Non-Incentive | 3 - Installed | 2016-09-07 | 2016-09-23 | 2016-12-15 | 27984 | 0 | SolarCity Corporation | Lease
UNSEDG-00549 | 85648 | PV (Photovoltaic) | 11.13 | 18037 | Residential | Non-Incentive | 3 - Installed | 2016-09-22 | 2016-10-05 | 2016-12-15 | 48972 | 0 | SolarCity Corporation | Lease
UNSEDG-00561 | 85648 | PV (Photovoltaic) | 3.71 | 5798 | Residential | Non-Incentive | 3 - Installed | 2016-09-28 | 2016-10-06 | 2016-12-15 | 16324 | 0 | SolarCity Corporation | Lease
UNSEDG-00587 | 86403 | PV (Photovoltaic) | 20.928 | 36747 | Residential | Non-Incentive | 3 - Installed | 2016-10-17 | 2016-11-01 | 2016-12-15 | 69062.4 | 0 | Esmay Electric, Inc. | Lease
UNSEDG-00589 | 86406 | PV (Photovoltaic) | 9.483 | 14950 | Residential | Non-Incentive | 3 - Installed | 2016-10-18 | 2016-10-26 | 2016-12-15 | 31768.05 | 0 | Esmay Electric, Inc. | Lease
UNSEDG-00620 | 86403 | PV (Photovoltaic) | 15.696 | 28141 | Non-Residential | Non-Incentive | 3 - Installed | 2016-10-31 | 2016-11-07 | 2016-12-15 | 53434.6 | 0 | Esmay Electric, Inc. | Purchase
UNSEDG-00621 | 86403 | PV (Photovoltaic) | 15.696 | 28141 | Non-Residential | Non-Incentive | 3 - Installed | 2016-10-31 | 2016-11-07 | 2016-12-15 | 53434.6 | 0 | Esmay Electric, Inc. | Purchase
UNSEDG-00451 | 85648 | PV (Photovoltaic) | 12.985 | 18342 | Residential | Non-Incentive | 3 - Installed | 2016-08-04 | 2016-08-16 | 2016-12-16 | 57134 | 0 | SolarCity Corporation | Lease
UNSEDG-00551 | 85621 | PV (Photovoltaic) | 6.89 | 10830 | Residential | Non-Incentive | 3 - Installed | 2016-09-22 | 2016-10-05 | 2016-12-16 | 30316 | 0 | SolarCity Corporation | Lease
UNSEDG-00560 | 85648 | PV (Photovoltaic) | 5.035 | 8356 | Residential | Non-Incentive | 3 - Installed | 2016-09-28 | 2016-10-06 | 2016-12-16 | 22154 | 0 | SolarCity Corp | Purchase
UNSEDG-00652 | 86406 | PV (Photovoltaic) | 10.8 | 19040 | Residential | Non-Incentive | 3 - Installed | 2016-11-17 | 2016-11-29 | 2016-12-20 | 40485 | 0 | Hybrid Solar | Purchase
UNSEDG-00675 | 86406 | PV (Photovoltaic) | 4.2 | 7519 | Residential | Non-Incentive | 3 - Installed | 2016-12-01 | 2016-12-09 | 2016-12-20 | 14910 | 0 | Hybrid Solar | Purchase
UNSEDG-00539 | 86406 | PV (Photovoltaic) | 13.8 | 24705 | Residential | Non-Incentive | 3 - Installed | 2016-09-21 | 2016-10-04 | 2016-12-21 | 27000 | 0 | Self Install | Purchase
UNSEDG-00615 | 86404 | PV (Photovoltaic) | 14.388 | 25650 | Residential | Non-Incentive | 3 - Installed | 2016-10-28 | 2016-11-07 | 2016-12-21 | 48919.2 | 0 | Esmay Electric, Inc. | Lease
UNSEDG-00572 | 86404 | PV (Photovoltaic) | 4.72 | 8512 | Residential | Non-Incentive | 3 - Installed | 2016-09-26 | 2016-10-06 | 2016-12-22 | 5000 | 0 | Classic Air Conditioning & Heating | Purchase
UNSEDG-00634 | 86403 | PV (Photovoltaic) | 5.7 | 10196 | Residential | Non-Incentive | 3 - Installed | 2016-11-10 | 2016-11-21 | 2016-12-22 | 31114 | 0 | Liggett Electrical Services LLC | Purchase
UNSEDG-00639 | 86404 | PV (Photovoltaic) | 7.155 | 12867 | Residential | Non-Incentive | 3 - Installed | 2016-11-10 | 2016-11-21 | 2016-12-22 | 40000 | 0 | Phoenix Solar Specialists | Purchase
UNSEDG-00686 | 86406 | PV (Photovoltaic) | 10.12 | 17738 | Residential | Non-Incentive | 3 - Installed | 2016-11-15 | 2016-12-09 | 2016-12-22 | 40170 | 0 | Epcon Solar/Oneroof Energy, Inc | Lease
UNSEDG-00676 | 86406 | PV (Photovoltaic) | 14.08 | 24354 | Residential | Non-Incentive | 3 - Installed | 2016-12-01 | 2016-12-09 | 2016-12-27 | 49272 | 0 | Esmay Electric, Inc. | Purchase
UNSEDG-00544 | 85648 | PV (Photovoltaic) | 2.385 | 4046 | Residential | Non-Incentive | 3 - Installed | 2016-09-22 | 2016-10-05 | 2016-12-28 | 10494 | 0 | SolarCity Corporation | Lease
UNSEDG-00618 | 86404 | PV (Photovoltaic) | 14.4 | 25833 | Residential | Non-Incentive | 3 - Installed | 2016-11-01 | 2016-11-07 | 2016-12-28 | 47520 | 0 | Esmay Electric, Inc. | Lease
UNSEDG-00632 | 86406 | PV (Photovoltaic) | 14.4 | 24869 | Residential | Non-Incentive | 3 - Installed | 2016-11-07 | 2016-11-21 | 2016-12-28 | 46800 | 0 | Esmay Electric, Inc. | Lease
UNSEDG-00645 | 85648 | PV (Photovoltaic) | 4.77 | 7551 | Residential | Non-Incentive | 3 - Installed | 2016-11-15 | 2016-11-21 | 2016-12-28 | 20988 | 0 | SolarCity Corporation | Purchase
UNSEDG-00647 | 86404 | PV (Photovoltaic) | 8.91 | 14544 | Residential | Non-Incentive | 3 - Installed | 2016-11-16 | 2016-11-21 | 2016-12-28 | 25961.5 | 0 | Tri State Solar & Wind Corp | Purchase
UNSEDG-00693 | 86404 | PV (Photovoltaic) | 7.68 | 13733 | Residential | Non-Incentive | 3 - Installed | 2016-12-08 | 2016-12-16 | 2016-12-28 | 26112 | 0 | Esmay Electric, Inc. | Purchase
UNSEDG-00518 | 85621 | PV (Photovoltaic) | 5.565 | 8818 | Residential | Non-Incentive | 3 - Installed | 2016-09-12 | 2016-10-05 | 2016-12-29 | 27885 | 0 | Plus Electric | Purchase
UNSEDG-00526 | 85648 | PV (Photovoltaic) | 3.18 | 5635 | Residential | Non-Incentive | 3 - Installed | 2016-09-16 | 2016-10-05 | 2016-12-29 | 13992 | 0 | SolarCity Corporation | Lease
UNSEDG-00596 | 85648 | PV (Photovoltaic) | 7.155 | 12311 | Residential | Non-Incentive | 3 - Installed | 2016-10-19 | 2016-11-07 | 2016-12-29 | 31482 | 0 | SolarCity Corporation | Lease
UNSEDG-00617 | 86444 | PV (Photovoltaic) | 4.48 | 8147 | Residential | Non-Incentive | 3 - Installed | 2016-10-27 | 2016-11-07 | 2016-12-29 | 17000 | 0 | River Cities Solar | Purchase
UNSEDG-00648 | 86403 | PV (Photovoltaic) | 7.92 | 13552 | Residential | Non-Incentive | 3 - Installed | 2016-11-16 | 2016-11-21 | 2016-12-29 | 21940 | 0 | Tri State Solar & Wind Corp | Purchase
UNSEDG-00667 | 86403 | PV (Photovoltaic) | 7.25 | 13443 | Residential | Non-Incentive | 3 - Installed | 2016-11-29 | 2016-12-05 | 2016-12-29 | 30000 | 0 | Tri State Solar & Wind Corp | Purchase
UNSEDG-00512 | 86406 | PV (Photovoltaic) | 13.734 | 24545 | Residential | Non-Incentive | 3 - Installed | 2016-08-17 | 2016-09-23 | 2016-12-30 | 44650 | 0 | Streamline Solar Power Systems | Lease
UNSEDG-00522 | 86401 | PV (Photovoltaic) | 5.035 | 8135 | Residential | Non-Incentive | 3 - Installed | 2016-09-14 | 2016-09-26 | 2016-12-30 | 33029.75 | 0 | Phoenix Solar Specialists | Purchase
UNSEDG-00625 | 86426 | PV (Photovoltaic) | 4.06 | 7314 | Residential | Non-Incentive | 3 - Installed | 2016-11-04 | 2016-11-07 | 2016-12-30 | 11759 | 0 | Tri State Solar & WInd Corp | Purchase
UNSEDG-00628 | 86406 | PV (Photovoltaic) | 13.734 | 22899 | Residential | Non-Incentive | 3 - Installed | 2016-11-07 | 2016-11-07 | 2016-12-30 | 42965 | 0 | Streamline Solar Power Systems | Lease
UNSEDG-00705 | 86409 | PV (Photovoltaic) | 2.6 | 4814 | Residential | Non-Incentive | 3 - Installed | 2016-12-13 | 2016-12-16 | 2017-01-03 | 10000 | 0 | Wise Electric Inc. | Purchase
UNSEDG-00656 | 85648 | PV (Photovoltaic) | 5.83 | 8300 | Residential | Non-Incentive | 3 - Installed | 2016-11-18 | 2016-11-29 | 2017-01-04 | 25652 | 0 | SolarCity Corp | Purchase
UNSEDG-00565 | 86406 | PV (Photovoltaic) | 14.388 | 25618 | Residential | Non-Incentive | 3 - Installed | 2016-08-30 | 2016-10-06 | 2017-01-06 | 47141 | 0 | Streamline Solar Power Systems | Lease
UNSEDG-00566 | 86406 | PV (Photovoltaic) | 13.734 | 23945 | Residential | Non-Incentive | 3 - Installed | 2016-09-12 | 2016-10-05 | 2017-01-06 | 85310 | 0 | Streamline Solar Power Systems | Lease
UNSEDG-00612 | 86406 | PV (Photovoltaic) | 7.848 | 13715 | Residential | Non-Incentive | 3 - Installed | 2016-10-27 | 2016-11-07 | 2017-01-06 | 1501 | 0 | SELF INSTALL | Purchase
UNSEDG-00665 | 86406 | PV (Photovoltaic) | 7.25 | 12210 | Residential | Non-Incentive | 3 - Installed | 2016-11-29 | 2016-12-02 | 2017-01-06 | 30000 | 0 | Tri State Solar & Wind Corp | Purchase
UNSEDG-00666 | 86406 | PV (Photovoltaic) | 7.25 | 12696 | Residential | Non-Incentive | 3 - Installed | 2016-11-29 | 2016-12-02 | 2017-01-06 | 31250 | 0 | Tri State Solar & Wind Corp | Purchase
UNSEDG-00697 | 86406 | PV (Photovoltaic) | 10.72 | 19561 | Residential | Non-Incentive | 3 - Installed | 2016-12-09 | 2016-12-16 | 2017-01-06 | 32360 | 0 | Esmay Electric, Inc. | Purchase
UNSEDG-00588 | 86404 | PV (Photovoltaic) | 13.734 | 22953 | Residential | Non-Incentive | 3 - Installed | 2016-10-17 | 2016-10-26 | 2017-01-09 | 43172 | 0 | Streamline Solar Power Systems | Lease
UNSEDG-00627 | 86403 | PV (Photovoltaic) | 6.48 | 11560 | Residential | Non-Incentive | 3 - Installed | 2016-11-04 | 2016-11-07 | 2017-01-09 | 19602 | 0 | Esmay Electric | Lease
UNSEDG-00631 | 86403 | PV (Photovoltaic) | 11.16 | 19762 | Residential | Non-Incentive | 3 - Installed | 2016-11-08 | 2016-11-21 | 2017-01-09 | 36828 | 0 | Esmay Electric, Inc. | Lease
UNSEDG-00552 | 86403 | PV (Photovoltaic) | 3.975 | 7126 | Residential | Non-Incentive | 3 - Installed | 2016-09-23 | 2016-10-05 | 2017-01-10 | 18275 | 0 | Phoenix Solar Specialists | Purchase
UNSEDG-00593 | 85648 | PV (Photovoltaic) | 10.6 | 16046 | Residential | Non-Incentive | 3 - Installed | 2016-10-19 | 2016-10-26 | 2017-01-10 | 46640 | 0 | SolarCity Corporation | Lease
UNSEDG-00595 | 86413 | PV (Photovoltaic) | 14.388 | 23730 | Residential | Non-Incentive | 3 - Installed | 2016-09-06 | 2016-10-26 | 2017-01-10 | 46625 | 0 | Streamline Solar Power Systems | Lease
UNSEDG-00564 | 86406 | PV (Photovoltaic) | 13.734 | 23326 | Residential | Non-Incentive | 3 - Installed | 2016-09-12 | 2016-10-05 | 2017-01-11 | 43552 | 0 | Streamline Solar Power Systems | Lease
UNSEDG-00598 | 86404 | PV (Photovoltaic) | 9.156 | 16579 | Residential | Non-Incentive | 3 - Installed | 2016-09-16 | 2016-11-01 | 2017-01-11 | 29441 | 0 | Streamline Solar Power Systems | Lease
UNSEDG-00626 | 86403 | PV (Photovoltaic) | 14.4 | 25202 | Residential | Non-Incentive | 3 - Installed | 2016-11-04 | 2016-11-07 | 2017-01-11 | 48960 | 0 | Esmay Electric, Inc. | Lease
UNSEDG-00633 | 86404 | PV (Photovoltaic) | 14.4 | 24796 | Residential | Non-Incentive | 3 - Installed | 2016-11-09 | 2016-11-21 | 2017-01-11 | 48960 | 0 | Esmay Electric, Inc. | Lease
UNSEDG-00637 | 86404 | PV (Photovoltaic) | 9.72 | 16300 | Residential | Non-Incentive | 3 - Installed | 2016-11-10 | 2016-11-21 | 2017-01-11 | 32876 | 0 | Esmay Electric, Inc | Lease
UNSEDG-00659 | 86406 | PV (Photovoltaic) | 9.156 | 15884 | Residential | Non-Incentive | 3 - Installed | 2016-11-22 | 2016-11-29 | 2017-01-11 | 29408 | 0 | Streamline Solar Power Systems | Lease
UNSEDG-00664 | 86403 | PV (Photovoltaic) | 5.8 | 10406 | Residential | Non-Incentive | 3 - Installed | 2016-11-29 | 2016-12-02 | 2017-01-11 | 26200 | 0 | Tri State Solar & Wind Corp | Purchase
UNSEDG-00684 | 86409 | PV (Photovoltaic) | 5.04 | 8701 | Residential | Non-Incentive | 3 - Installed | 2016-12-05 | 2016-12-09 | 2017-01-12 | 15712 | 0 | Angle Homes, Inc. | Purchase
UNSEDG-00535 | 86413 | PV (Photovoltaic) | 4.24 | 7732 | Residential | Non-Incentive | 3 - Installed | 2016-09-20 | 2016-09-27 | 2017-01-13 | 20560 | 0 | Phoenix Solar Specialists | Purchase
UNSEDG-00607 | 86413 | PV (Photovoltaic) | 3.63 | 6430 | Residential | Non-Incentive | 3 - Installed | 2016-10-26 | 2016-11-07 | 2017-01-13 | 14520 | 0 | Tri State Solar & Wind Corp | Purchase
UNSEDG-00641 | 86403 | PV (Photovoltaic) | 13.08 | 22935 | Residential | Non-Incentive | 3 - Installed | 2016-11-14 | 2016-11-21 | 2017-01-13 | 43818 | 0 | Esmay Electric, Inc. | Lease
UNSEDG-00669 | 86401 | PV (Photovoltaic) | 4.5 | 8059 | Residential | Non-Incentive | 3 - Installed | 2016-11-29 | 2016-12-09 | 2017-01-13 | 14800 | 0 | HYBRID SOLAR | Purchase
UNSEDG-00459 | 85621 | PV (Photovoltaic) | 10.335 | 14485 | Residential | Non-Incentive | 3 - Installed | 2016-08-10 | 2016-08-16 | 2017-01-16 | 54802 | 0 | SolarCity Corporation | Lease
UNSEDG-00461 | 85621 | PV (Photovoltaic) | 8.48 | 13157 | Residential | Non-Incentive | 3 - Installed | 2016-08-10 | 2016-08-16 | 2017-01-16 | 37312 | 0 | SolarCity Corporation | Lease
UNSEDG-00605 | 85621 | PV (Photovoltaic) | 6.095 | 10439 | Residential | Non-Incentive | 3 - Installed | 2016-10-24 | 2016-11-07 | 2017-01-16 | 26818 | 0 | SolarCity Corporation | Lease
UNSEDG-00623 | 86406 | PV (Photovoltaic) | 9.36 | 16591 | Residential | Non-Incentive | 3 - Installed | 2016-11-03 | 2016-11-07 | 2017-01-16 | 30888 | 0 | Esmay Electric, Inc. | Lease
UNSEDG-00712 | 86404 | PV (Photovoltaic) | 10.14 | 17521 | Residential | Non-Incentive | 3 - Installed | 2016-12-19 | 2016-12-28 | 2017-01-16 | 50700 | 0 | Liggett Electrical Services LLC | Purchase
UNSEDG-00444 | 85648 | PV (Photovoltaic) | 4.48 | 8162 | Residential | Non-Incentive | 3 - Installed | 2016-07-25 | 2016-08-01 | 2017-01-18 | 14050.68 | 0 | Titan Solar Power | Lease
UNSEDG-00650 | 85648 | PV (Photovoltaic) | 6.72 | 12218 | Residential | Non-Incentive | 3 - Installed | 2016-11-17 | 2016-11-21 | 2017-01-18 | 21000 | 0 | Titan Solar Power | Lease
UNSEDG-00673 | 85648 | PV (Photovoltaic) | 5.565 | 8017 | Residential | Non-Incentive | 3 - Installed | 2016-11-30 | 2016-12-09 | 2017-01-18 | 24486 | 0 | SolarCity Corporation | Purchase
UNSEDG-00440 | 85648 | PV (Photovoltaic) | 3.975 | 6709 | Residential | Non-Incentive | 3 - Installed | 2016-07-25 | 2016-08-16 | 2017-01-19 | 17490 | 0 | SolarCity Corporation | Lease
UNSEDG-00570 | 86406 | PV (Photovoltaic) | 13.734 | 24966 | Residential | Non-Incentive | 3 - Installed | 2016-09-06 | 2016-10-06 | 2017-01-19 | 45070 | 0 | Streamline Solar Power Systems | Lease
UNSEDG-00584 | 85648 | PV (Photovoltaic) | 10.98 | 19838 | Residential | Non-Incentive | 3 - Installed | 2016-10-05 | 2016-10-25 | 2017-01-19 | 52412 | 0 | The Solar Store | Purchase
UNSEDG-00600 | 86406 | PV (Photovoltaic) | 11.772 | 19477 | Residential | Non-Incentive | 3 - Installed | 2016-09-28 | 2016-11-01 | 2017-01-19 | 39443 | 0 | Streamline Solar Power Systems | Lease
UNSEDG-00602 | 86406 | PV (Photovoltaic) | 11.772 | 20842 | Residential | Non-Incentive | 3 - Installed | 2016-09-27 | 2016-11-01 | 2017-01-19 | 38900 | 0 | Streamline Solar Power Systems | Lease
UNSEDG-00690 | 86404 | PV (Photovoltaic) | 9.156 | 16791 | Residential | Non-Incentive | 3 - Installed | 2016-12-07 | 2016-12-16 | 2017-01-19 | 30214.8 | 0 | Esmay Electric, Inc. | Lease
UNSEDG-00691 | 86401 | PV (Photovoltaic) | 10.2 | 18966 | Residential | Non-Incentive | 3 - Installed | 2016-12-08 | 2016-12-16 | 2017-01-20 | 24800 | 0 | Tri State Solar & Wind Corp | Purchase
UNSEDG-00710 | 86401 | PV (Photovoltaic) | 4.48 | 8458 | Residential | Non-Incentive | 3 - Installed | 2016-12-07 | 2017-01-10 | 2017-01-24 | 25030 | 0 | Phoenix Solar Specialists | Purchase
UNSEDG-00671 | 85648 | PV (Photovoltaic) | 7.8 | 13846 | Residential | Non-Incentive | 3 - Installed | 2016-11-30 | 2016-12-05 | 2017-01-25 | 28394 | 0 | Solar Access LLC | Purchase
UNSEDG-00708 | 86403 | PV (Photovoltaic) | 9.6 | 17284 | Non-Residential | Non-Incentive | 3 - Installed | 2016-12-15 | 2016-12-28 | 2017-01-25 | 31744 | 0 | Esmay Electric, Inc. | Purchase
UNSEDG-00597 | 86404 | PV (Photovoltaic) | 14.388 | 25336 | Residential | Non-Incentive | 3 - Installed | 2016-09-26 | 2016-11-01 | 2017-01-26 | 46727 | 0 | Streamline Solar Power Systems | Lease
UNSEDG-00604 | 86403 | PV (Photovoltaic) | 14.388 | 24019 | Residential | Non-Incentive | 3 - Installed | 2016-09-26 | 2016-11-01 | 2017-01-26 | 47250 | 0 | Streamline Solar Power Systems | Lease
UNSEDG-00642 | 86404 | PV (Photovoltaic) | 14.388 | 25568 | Residential | Non-Incentive | 3 - Installed | 2016-11-14 | 2016-11-21 | 2017-01-26 | 47480.4 | 0 | Esmay Electric, Inc. | Lease
UNSEDG-00644 | 86403 | PV (Photovoltaic) | 14.388 | 25915 | Residential | Non-Incentive | 3 - Installed | 2016-11-11 | 2016-11-21 | 2017-01-26 | 1017519.36 | 0 | Esmay Electric Inc. | Lease
UNSEDG-00655 | 86406 | PV (Photovoltaic) | 13.734 | 24362 | Residential | Non-Incentive | 3 - Installed | 2016-11-18 | 2016-11-29 | 2017-01-27 | 43560 | 0 | Streamline Solar Power Systems | Lease
UNSEDG-00687 | 86301 | PV (Photovoltaic) | 3.975 | 9778 | Residential | Non-Incentive | 3 - Installed | 2016-12-07 | 2016-12-09 | 2017-01-27 | 28115 | 0 | Phoenix Solar Specialists | Purchase
UNSEDG-00700 | 86406 | PV (Photovoltaic) | 6.12 | 10729 | Residential | Non-Incentive | 3 - Installed | 2016-12-13 | 2016-12-16 | 2017-01-30 | 22766.4 | 0 | Esmay Electric, Inc. | Purchase
UNSEDG-00735 | 86403 | PV (Photovoltaic) | 6 | 10480 | Residential | Non-Incentive | 3 - Installed | 2016-12-29 | 2017-01-18 | 2017-01-30 | 20500 | 0 | Hybrid Solar | Purchase
UNSEDG-00646 | 85648 | PV (Photovoltaic) | 3.18 | 5634 | Residential | Non-Incentive | 3 - Installed | 2016-11-15 | 2016-11-21 | 2017-02-02 | 13992 | 0 | SolarCity Corporation | Purchase
UNSEDG-00658 | 86406 | PV (Photovoltaic) | 2.55 | 3434 | Residential | Non-Incentive | 3 - Installed | 2016-11-20 | 2016-11-30 | 2017-02-02 | 8000 | 0 | Owner installation | Purchase
UNSEDG-00706 | 86406 | PV (Photovoltaic) | 5.565 | 9918 | Residential | Non-Incentive | 3 - Installed | 2016-12-07 | 2016-12-16 | 2017-02-02 | 29700 | 0 | Phoenix Solar Specialists | Purchase
UNSEDG-00729 | 85648 | PV (Photovoltaic) | 2.28 | 3995 | Residential | Non-Incentive | 3 - Installed | 2016-12-12 | 2017-01-18 | 2017-02-02 | 10014 | 0 | Arizona Solar Solutions | Purchase
UNSEDG-00679 | 86406 | PV (Photovoltaic) | 14.061 | 24451 | Residential | Non-Incentive | 3 - Installed | 2016-12-02 | 2016-12-09 | 2017-02-03 | 47807.4 | 0 | Esmay Electric, Inc. | Lease
UNSEDG-00721 | 86404 | PV (Photovoltaic) | 10.24 | 18185 | Residential | Non-Incentive | 3 - Installed | 2016-12-22 | 2017-01-10 | 2017-02-03 | 30720 | 0 | Esmay Electric, Inc. | Purchase
UNSEDG-00662 | 86404 | PV (Photovoltaic) | 14.388 | 25350 | Residential | Non-Incentive | 3 - Installed | 2016-11-28 | 2016-12-02 | 2017-02-06 | 48919.2 | 0 | Esmay Electric, Inc. | Lease
UNSEDG-00622 | 85648 | PV (Photovoltaic) | 5.035 | 7948 | Residential | Non-Incentive | 3 - Installed | 2016-11-03 | 2016-11-07 | 2017-02-07 | 22154 | 0 | SolarCity Corporation | Lease
UNSEDG-00657 | 86413 | PV (Photovoltaic) | 13.734 | 25613 | Residential | Non-Incentive | 3 - Installed | 2016-10-11 | 2016-11-29 | 2017-02-07 | 44972 | 0 | Streamline Solar Power Systems | Lease
UNSEDG-00699 | 85648 | PV (Photovoltaic) | 7.875 | 14610 | Residential | Non-Incentive | 3 - Installed | 2016-12-12 | 2016-12-19 | 2017-02-07 | 34650 | 0 | SolarCity Corporation | Purchase
UNSEDG-00591 | 85621 | PV (Photovoltaic) | 3.75 | 5900 | Residential | Non-Incentive | 3 - Installed | 2016-10-18 | 2016-10-26 | 2017-02-08 | 16500 | 0 | SolarCity Corporation | Lease
UNSEDG-00653 | 86403 | PV (Photovoltaic) | 14.388 | 25474 | Residential | Non-Incentive | 3 - Installed | 2016-10-24 | 2016-11-29 | 2017-02-08 | 46000 | 0 | Streamline Solar Power Systems | Lease
UNSEDG-00698 | 86403 | PV (Photovoltaic) | 9.45 | 17753 | Residential | Non-Incentive | 3 - Installed | 2016-12-09 | 2016-12-16 | 2017-02-08 | 38600 | 0 | aaa electric inc | Purchase
UNSEDG-00610 | 86401 | PV (Photovoltaic) | 14.4 | 27040 | Residential | Non-Incentive | 3 - Installed | 2016-10-27 | 2016-11-07 | 2017-02-10 | 48919.2 | 0 | Esmay Electric, Inc. | Lease
UNSEDG-00663 | 85648 | PV (Photovoltaic) | 7.155 | 12922 | Residential | Non-Incentive | 3 - Installed | 2016-11-28 | 2016-12-05 | 2017-02-10 | 31482 | 0 | SolarCity Corporation | Lease
UNSEDG-00738 | 86406 | PV (Photovoltaic) | 13.734 | 23812 | Residential | Non-Incentive | 3 - Installed | 2016-11-11 | 2017-01-18 | 2017-02-10 | 43421 | 0 | Streamline Solar Power Systems | Lease
UNSEDG-00649 | 86406 | PV (Photovoltaic) | 11.118 | 19624 | Residential | Non-Incentive | 3 - Installed | 2016-11-16 | 2016-11-21 | 2017-02-13 | 37245.3 | 0 | Esmay Electric, Inc. | Lease
UNSEDG-00654 | 86404 | PV (Photovoltaic) | 14.31 | 24412 | Residential | Non-Incentive | 3 - Installed | 2016-11-18 | 2016-11-29 | 2017-02-13 | 43645.5 | 0 | Maverick General Contractor dba New Sun Energies | Purchase
UNSEDG-00682 | 85621 | PV (Photovoltaic) | 8.82 | 14810 | Residential | Non-Incentive | 3 - Installed | 2016-12-05 | 2016-12-09 | 2017-02-14 | 38808 | 0 | SolarCity Corporation | Lease
UNSEDG-00695 | 86406 | PV (Photovoltaic) | 11.772 | 20823 | Residential | Non-Incentive | 3 - Installed | 2016-12-08 | 2016-12-16 | 2017-02-14 | 39436.2 | 0 | Esmay Electric, Inc. | Lease
UNSEDG-00723 | 86404 | PV (Photovoltaic) | 14.145 | 24472 | Residential | Non-Incentive | 3 - Installed | 2016-11-11 | 2017-01-10 | 2017-02-14 | 46401 | 0 | Streamline Solar Power Systems | Lease
UNSEDG-00636 | 86406 | PV (Photovoltaic) | 14.388 | 25734 | Residential | Non-Incentive | 3 - Installed | 2016-11-10 | 2016-11-21 | 2017-02-16 | 48919.2 | 0 | Esmay Electric | Lease
UNSEDG-00680 | 86406 | PV (Photovoltaic) | 9.66 | 17531 | Residential | Non-Incentive | 3 - Installed | 2016-10-25 | 2016-12-16 | 2017-02-16 | 33125 | 0 | Streamline Solar Power Systems | Lease
UNSEDG-00681 | 86406 | PV (Photovoltaic) | 11.118 | 19760 | Residential | Non-Incentive | 3 - Installed | 2016-12-05 | 2016-12-09 | 2017-02-16 | 37245.3 | 0 | Esmay Electric, Inc. | Lease
UNSEDG-00716 | 86403 | PV (Photovoltaic) | 12.426 | 20926 | Residential | Non-Incentive | 3 - Installed | 2016-12-20 | 2017-01-10 | 2017-02-23 | 42305.8 | 0 | Esmay Electric, Inc. | Lease
UNSEDG-00718 | 86401 | PV (Photovoltaic) | 12.96 | 24279 | Residential | Non-Incentive | 3 - Installed | 2016-12-20 | 2017-01-10 | 2017-02-23 | 35755.2 | 0 | Esmay Electric, Inc. | Purchase
UNSEDG-00762 | 86401 | PV (Photovoltaic) | 5.1 | 9744 | Residential | Non-Incentive | 3 - Installed | 2017-01-17 | 2017-02-06 | 2017-02-23 | 17066 | 0 | Angle Homes | Purchase
UNSEDG-00731 | 86404 | PV (Photovoltaic) | 13.734 | 22766 | Residential | Non-Incentive | 3 - Installed | 2016-11-21 | 2017-01-19 | 2017-02-24 | 45871 | 0 | Streamline Solar Power Systems | Lease
UNSEDG-00755 | 86401 | PV (Photovoltaic) | 5.46 | 8701 | Residential | Non-Incentive | 3 - Installed | 2017-01-13 | 2017-01-27 | 2017-02-24 | 24000 | 0 | Tri State Solar & Wind Corp | Purchase
UNSEDG-00765 | 86413 | PV (Photovoltaic) | 5.3 | 10015 | Residential | Non-Incentive | 3 - Installed | 2017-01-19 | 2017-02-06 | 2017-02-24 | 17200 | 0 | Maverick General Contractor dba New Sun Energies | Purchase
UNSEDG-00780 | 86406 | PV (Photovoltaic) | 10.2 | 17971 | Residential | Non-Incentive | 3 - Installed | 2017-01-30 | 2017-02-14 | 2017-02-24 | 38250 | 0 | Hybrid Solar | Purchase
UNSEDG-00711 | 86401 | PV (Photovoltaic) | 10.24 | 19273 | Residential | Non-Incentive | 3 - Installed | 2016-12-19 | 2016-12-28 | 2017-02-27 | 39316 | 0 | Esmay Electric, Inc. | Purchase
UNSEDG-00714 | 85648 | PV (Photovoltaic) | 9.135 | 14767 | Residential | Non-Incentive | 3 - Installed | 2016-12-19 | 2017-01-18 | 2017-02-27 | 40194 | 0 | SolarCity Corporation | Lease
UNSEDG-00727 | 86406 | PV (Photovoltaic) | 13.734 | 24744 | Residential | Non-Incentive | 3 - Installed | 2016-12-01 | 2017-01-18 | 2017-02-27 | 44721 | 0 | Streamline Solar Power Systems | Lease
UNSEDG-00613 | 85648 | PV (Photovoltaic) | 10 | 15887 | Residential | Non-Incentive | 3 - Installed | 2016-10-28 | 2016-11-07 | 2017-03-01 | 44000 | 0 | SolarCity Corporation | Lease
UNSEDG-00703 | 85648 | PV (Photovoltaic) | 2.08 | 3112 | Residential | Non-Incentive | 3 - Installed | 2016-12-13 | 2016-12-19 | 2017-03-01 | 9152 | 0 | SolarCity Corporation | Lease
UNSEDG-00739 | 85648 | PV (Photovoltaic) | 7.28 | 13244 | Residential | Non-Incentive | 3 - Installed | 2016-12-30 | 2017-01-18 | 2017-03-01 | 32032 | 0 | SolarCity Corporation | Purchase
UNSEDG-00685 | 86403 | PV (Photovoltaic) | 10.464 | 18971 | Residential | Non-Incentive | 3 - Installed | 2016-12-06 | 2016-12-09 | 2017-03-02 | 34531.2 | 0 | Esmay Electric, Inc. | Lease
UNSEDG-00692 | 85648 | PV (Photovoltaic) | 3.9 | 6497 | Residential | Non-Incentive | 3 - Installed | 2016-12-08 | 2016-12-19 | 2017-03-02 | 17160 | 0 | SolarCity Corporation | Lease
UNSEDG-00719 | 86403 | PV (Photovoltaic) | 11.118 | 19829 | Residential | Non-Incentive | 3 - Installed | 2016-12-20 | 2017-01-10 | 2017-03-02 | 38445.3 | 0 | Esmay Electric, Inc. | Lease
UNSEDG-00724 | 86401 | PV (Photovoltaic) | 11.772 | 19398 | Residential | Non-Incentive | 3 - Installed | 2016-12-01 | 2017-01-10 | 2017-03-02 | 37882 | 0 | Streamline Solar Power Systems | Lease
UNSEDG-00757 | 86429 | PV (Photovoltaic) | 7.8 | 12514 | Residential | Non-Incentive | 3 - Installed | 2017-01-16 | 2017-02-01 | 2017-03-03 | 25740 | 0 | Hybrid Solar | Purchase
UNSEDG-00463 | 85621 | PV (Photovoltaic) | 4.24 | 7487 | Residential | Non-Incentive | 3 - Installed | 2016-08-11 | 2016-08-22 | 2017-03-06 | 18656 | 0 | SolarCity Corporation | Lease
UNSEDG-00635 | 85648 | PV (Photovoltaic) | 4.24 | 7520 | Residential | Non-Incentive | 3 - Installed | 2016-11-10 | 2016-11-21 | 2017-03-08 | 18656 | 0 | SolarCity Corporation | Lease
UNSEDG-00713 | 86406 | PV (Photovoltaic) | 14.388 | 25725 | Residential | Non-Incentive | 3 - Installed | 2016-12-19 | 2016-12-28 | 2017-03-08 | 48919.2 | 0 | Esmay Electric, Inc. | Lease
UNSEDG-00720 | 85648 | PV (Photovoltaic) | 8.32 | 13400 | Residential | Non-Incentive | 3 - Installed | 2016-12-21 | 2017-01-18 | 2017-03-08 | 36608 | 0 | SolarCity Corporation | Lease
UNSEDG-00741 | 86404 | PV (Photovoltaic) | 14.388 | 22509 | Residential | Non-Incentive | 3 - Installed | 2017-01-03 | 2017-01-20 | 2017-03-08 | 48919.2 | 0 | Esmay Electric, Inc. | Lease
UNSEDG-00754 | 86404 | PV (Photovoltaic) | 9.81 | 17213 | Residential | Non-Incentive | 3 - Installed | 2017-01-13 | 2017-01-27 | 2017-03-08 | 32373 | 0 | Esmay Electric, Inc. | Lease
UNSEDG-00776 | 85648 | PV (Photovoltaic) | 4.845 | 8883 | Residential | Non-Incentive | 3 - Installed | 2017-01-25 | 2017-02-06 | 2017-03-08 | 18915 | 0 | Arizona Solar Solutions | Purchase
UNSEDG-00828 | 86403 | PV (Photovoltaic) | 13.734 | 24649 | Residential | Non-Incentive | 3 - Installed | 2017-02-15 | 2017-02-24 | 2017-03-08 | 43000 | 0 | Streamline Solar Power Systems | Lease
UNSEDG-00696 | 86406 | PV (Photovoltaic) | 5.2 | 9339 | Residential | Non-Incentive | 3 - Installed | 2016-12-09 | 2016-12-16 | 2017-03-13 | 8538 | 0 | SELF INSTALL | Purchase
UNSEDG-00736 | 85648 | PV (Photovoltaic) | 5.2 | 8141 | Residential | Non-Incentive | 3 - Installed | 2016-12-29 | 2017-01-18 | 2017-03-13 | 22880 | 0 | SolarCity Corporation | Lease
UNSEDG-00798 | 86403 | PV (Photovoltaic) | 7.68 | 13479 | Residential | Non-Incentive | 3 - Installed | 2017-02-07 | 2017-02-15 | 2017-03-13 | 24040 | 0 | Esmay Electric, Inc. | Purchase
UNSEDG-00802 | 86403 | PV (Photovoltaic) | 11.52 | 19202 | Residential | Non-Incentive | 3 - Installed | 2017-02-07 | 2017-02-24 | 2017-03-13 | 34560 | 0 | Esmay Electric, Inc. | Purchase
UNSEDG-00820 | 86404 | PV (Photovoltaic) | 9.156 | 15348 | Residential | Non-Incentive | 3 - Installed | 2016-12-28 | 2017-02-24 | 2017-03-13 | 29342 | 0 | Streamline Solar Power Systems | Lease
UNSEDG-00492 | 85648 | PV (Photovoltaic) | 3.18 | 5061 | Residential | Non-Incentive | 3 - Installed | 2016-08-31 | 2016-09-09 | 2017-03-14 | 13992 | 0 | SolarCity Coporation | Lease
UNSEDG-00733 | 85648 | PV (Photovoltaic) | 9.52 | 16182 | Residential | Non-Incentive | 3 - Installed | 2016-12-29 | 2017-01-18 | 2017-03-14 | 41976 | 0 | SolarCity Corporation | Lease
UNSEDG-00803 | 86404 | PV (Photovoltaic) | 7.04 | 12405 | Residential | Non-Incentive | 3 - Installed | 2017-02-08 | 2017-02-14 | 2017-03-14 | 24428.8 | 0 | Esmay Electric, Inc. | Purchase
UNSEDG-00805 | 86404 | PV (Photovoltaic) | 10.72 | 18770 | Residential | Non-Incentive | 3 - Installed | 2017-02-09 | 2017-02-15 | 2017-03-15 | 32160 | 0 | Esmay Electric | Purchase
UNSEDG-00730 | 85621 | PV (Photovoltaic) | 10.4 | 18708 | Residential | Non-Incentive | 3 - Installed | 2016-12-28 | 2017-01-18 | 2017-03-16 | 27000 | 0 | Solar H2O LLC | Purchase
UNSEDG-00821 | 86413 | PV (Photovoltaic) | 24.852 | 46333 | Residential | Non-Incentive | 3 - Installed | 2017-02-14 | 2017-02-24 | 2017-03-16 | 83000 | 0 | Streamline Solar Power Systems | Lease
UNSEDG-00822 | 86401 | PV (Photovoltaic) | 6.16 | 12018 | Residential | Non-Incentive | 3 - Installed | 2017-02-15 | 2017-02-24 | 2017-03-17 | 27720 | 0 | Liggett Electrical Services LLC | Purchase
UNSEDG-00781 | 86406 | PV (Photovoltaic) | 12.426 | 22093 | Residential | Non-Incentive | 3 - Installed | 2017-01-30 | 2017-02-14 | 2017-03-20 | 41627.1 | 0 | Esmay Electric, Inc. | Lease
UNSEDG-00702 | 85621 | PV (Photovoltaic) | 4.48 | 7977 | Residential | Non-Incentive | 3 - Installed | 2016-12-13 | 2016-12-19 | 2017-03-21 | 18656 | 0 | SolarCity Corporation | Lease
UNSEDG-00715 | 85648 | PV (Photovoltaic) | 4.68 | 8269 | Residential | Non-Incentive | 3 - Installed | 2016-12-19 | 2017-01-18 | 2017-03-21 | 20592 | 0 | SolarCity Corporation | Purchase
UNSEDG-00791 | 86406 | PV (Photovoltaic) | 10.464 | 18561 | Residential | Non-Incentive | 3 - Installed | 2017-02-01 | 2017-02-14 | 2017-03-22 | 35254.4 | 0 | Esmay Electric | Lease
UNSEDG-00732 | 85648 | PV (Photovoltaic) | 7.28 | 11779 | Residential | Non-Incentive | 3 - Installed | 2016-12-29 | 2017-01-18 | 2017-03-23 | 32032 | 0 | SolarCity Corporation | Purchase
UNSEDG-00638 | 86406 | PV (Photovoltaic) | 6.89 | 12308 | Residential | Non-Incentive | 3 - Installed | 2016-11-10 | 2016-11-21 | 2017-03-24 | 35346.01 | 0 | Phoenix Solar Specialists | Purchase
UNSEDG-00771 | 86406 | PV (Photovoltaic) | 13.734 | 21591 | Residential | Non-Incentive | 3 - Installed | 2017-01-20 | 2017-02-06 | 2017-03-24 | 46695.6 | 0 | Esmay Electric, Inc. | Lease
UNSEDG-00797 | 86404 | PV (Photovoltaic) | 12.426 | 21426 | Residential | Non-Incentive | 3 - Installed | 2017-02-06 | 2017-02-14 | 2017-03-27 | 41627.1 | 0 | Esmay Electric, Inc. | Lease
UNSEDG-00837 | 86406 | PV (Photovoltaic) | 11.39 | 19467 | Residential | Non-Incentive | 3 - Installed | 2017-02-20 | 2017-02-27 | 2017-03-28 | 38953.8 | 0 | Esmay Electric | Purchase
UNSEDG-00866 | 86406 | PV (Photovoltaic) | 4.905 | 8818 | Residential | Non-Incentive | 3 - Installed | 2017-03-06 | 2017-03-15 | 2017-03-28 | 16716 | 0 | Streamline Solar Power Systems | Lease
UNSEDG-00775 | 86404 | PV (Photovoltaic) | 13.734 | 23690 | Residential | Non-Incentive | 3 - Installed | 2017-01-20 | 2017-02-14 | 2017-03-29 | 46895.6 | 0 | Esmay Electric, Inc. | Lease
UNSEDG-00779 | 86403 | PV (Photovoltaic) | 9.156 | 16153 | Residential | Non-Incentive | 3 - Installed | 2017-01-27 | 2017-02-14 | 2017-03-29 | 30214.8 | 0 | Esmay Electric, Inc. | Lease
UNSEDG-00787 | 86406 | PV (Photovoltaic) | 7.848 | 13979 | Residential | Non-Incentive | 3 - Installed | 2017-01-31 | 2017-02-14 | 2017-03-29 | 25898.4 | 0 | Esmay Electric | Lease
UNSEDG-00847 | 86404 | PV (Photovoltaic) | 12.06 | 21711 | Residential | Non-Incentive | 3 - Installed | 2017-02-23 | 2017-03-10 | 2017-03-29 | 36180 | 0 | Esmay Electric, Inc. | Purchase
UNSEDG-00766 | 85648 | PV (Photovoltaic) | 5.72 | 9907 | Residential | Non-Incentive | 3 - Installed | 2017-01-19 | 2017-02-06 | 2017-03-30 | 25168 | 0 | SolarCity Corp | Lease
UNSEDG-00740 | 86403 | PV (Photovoltaic) | 9.156 | 16641 | Residential | Non-Incentive | 3 - Installed | 2017-01-02 | 2017-01-20 | 2017-03-31 | 30289 | 0 | Havasu Solar | Lease
UNSEDG-00772 | 86403 | PV (Photovoltaic) | 3.64 | 6316 | Residential | Non-Incentive | 3 - Installed | 2017-01-23 | 2017-02-14 | 2017-03-31 | 11830 | 0 | Hybrid Solar | Purchase
UNSEDG-00825 | 86406 | PV (Photovoltaic) | 11.445 | 17271 | Residential | Non-Incentive | 3 - Installed | 2017-02-07 | 2017-02-24 | 2017-03-31 | 36677 | 0 | Streamline Solar Power Systems | Lease
UNSEDG-00809 | 86406 | PV (Photovoltaic) | 5.886 | 10276 | Residential | Non-Incentive | 3 - Installed | 2017-02-09 | 2017-02-15 | 2017-04-03 | 19423.8 | 0 | Esmay Electric | Lease
UNSEDG-00674 | 85648 | PV (Photovoltaic) | 6.16 | 10772 | Residential | Non-Incentive | 3 - Installed | 2016-11-30 | 2016-12-09 | 2017-04-04 | 26818 | 0 | SolarCity Corporation | Lease
UNSEDG-00743 | 85648 | PV (Photovoltaic) | 5.72 | 10223 | Residential | Non-Incentive | 3 - Installed | 2017-01-06 | 2017-01-20 | 2017-04-04 | 25168 | 0 | SolarCity Corporation | Lease
UNSEDG-00761 | 86403 | PV (Photovoltaic) | 2.16 | 3727 | Residential | Non-Incentive | 3 - Installed | 2017-01-16 | 2017-02-06 | 2017-04-04 | 7128 | 0 | Esmay Electric, Inc. | Lease
UNSEDG-00770 | 85621 | PV (Photovoltaic) | 5.98 | 10507 | Residential | Non-Incentive | 3 - Installed | 2017-01-20 | 2017-02-06 | 2017-04-04 | 26312 | 0 | SolarCity Corporation | Purchase
UNSEDG-00844 | 86406 | PV (Photovoltaic) | 8.625 | 15006 | Residential | Non-Incentive | 3 - Installed | 2017-02-21 | 2017-03-10 | 2017-04-04 | 33723.76 | 0 | Esmay Electric, Inc. | Purchase
UNSEDG-00855 | 86404 | PV (Photovoltaic) | 10.35 | 17904 | Residential | Non-Incentive | 3 - Installed | 2017-02-28 | 2017-03-13 | 2017-04-04 | 40468.5 | 0 | Esmay Electric, Inc. | Purchase
UNSEDG-00758 | 86403 | PV (Photovoltaic) | 12.24 | 20911 | Residential | Non-Incentive | 3 - Installed | 2017-01-16 | 2017-02-06 | 2017-04-05 | 40392 | 0 | Esmay Electric, Inc. | Lease
UNSEDG-00814 | 86404 | PV (Photovoltaic) | 3.92 | 6890 | Residential | Non-Incentive | 3 - Installed | 2017-02-11 | 2017-02-21 | 2017-04-05 | 29716 | 0 | Phoenix Solar Specialists | Purchase
UNSEDG-00760 | 86406 | PV (Photovoltaic) | 7.848 | 13566 | Residential | Non-Incentive | 3 - Installed | 2017-01-10 | 2017-02-06 | 2017-04-06 | 26856 | 0 | Havasu Solar | Lease
UNSEDG-00817 | 86403 | PV (Photovoltaic) | 4.2 | 7482 | Residential | Non-Incentive | 3 - Installed | 2017-02-11 | 2017-02-21 | 2017-04-06 | 21546 | 0 | Phoenix Solar Specialists | Purchase
UNSEDG-00704 | 85648 | PV (Photovoltaic) | 7.8 | 12347 | Residential | Non-Incentive | 3 - Installed | 2016-12-13 | 2016-12-19 | 2017-04-07 | 34320 | 0 | SolarCity Corporation | Lease
UNSEDG-00829 | 85648 | PV (Photovoltaic) | 11.73 | 20460 | Residential | Non-Incentive | 3 - Installed | 2017-02-16 | 2017-02-24 | 2017-04-07 | 37193 | 0 | Streamline Solar Power Systems | Lease
UNSEDG-00878 | 86404 | PV (Photovoltaic) | 9.81 | 16844 | Residential | Non-Incentive | 3 - Installed | 2017-02-06 | 2017-03-27 | 2017-04-07 | 32078.7 | 0 | Esmay Electric | Lease
UNSEDG-00778 | 86406 | PV (Photovoltaic) | 9.3 | 17281 | Residential | Non-Incentive | 3 - Installed | 2017-01-27 | 2017-02-14 | 2017-04-12 | 36192 | 0 | AAA electric inc | Purchase
UNSEDG-00824 | 86406 | PV (Photovoltaic) | 14.388 | 25558 | Residential | Non-Incentive | 3 - Installed | 2017-02-15 | 2017-02-24 | 2017-04-12 | 48919.2 | 0 | Esmay Electric | Lease
UNSEDG-00826 | 86406 | PV (Photovoltaic) | 14.388 | 22387 | Residential | Non-Incentive | 3 - Installed | 2017-02-15 | 2017-02-24 | 2017-04-12 | 48919.2 | 0 | Esmay Electric, Inc. | Lease
UNSEDG-00801 | 86403 | PV (Photovoltaic) | 5.6 | 9461 | Residential | Non-Incentive | 3 - Installed | 2017-02-07 | 2017-02-14 | 2017-04-13 | 30500 | 0 | Phoenix Solar Specialists | Purchase
UNSEDG-00777 | 86403 | PV (Photovoltaic) | 8.502 | 15366 | Residential | Non-Incentive | 3 - Installed | 2017-01-27 | 2017-02-06 | 2017-04-14 | 27206 | 0 | Havasu Solar | Lease
UNSEDG-00859 | 86406 | PV (Photovoltaic) | 11.772 | 18918 | Residential | Non-Incentive | 3 - Installed | 2017-02-07 | 2017-03-15 | 2017-04-14 | 37643 | 0 | Streamline Solar Power Systems | Lease
UNSEDG-00827 | 86406 | PV (Photovoltaic) | 3.92 | 7120 | Residential | Non-Incentive | 3 - Installed | 2017-02-15 | 2017-02-24 | 2017-04-17 | 27440 | 0 | Phoenix Solar Specialists | Purchase
UNSEDG-00835 | 86406 | PV (Photovoltaic) | 13.734 | 22317 | Residential | Non-Incentive | 3 - Installed | 2017-02-20 | 2017-02-27 | 2017-04-17 | 45738 | 0 | Streamline Solar Power Systems | Lease
UNSEDG-00717 | 85648 | PV (Photovoltaic) | 7.02 | 11015 | Residential | Non-Incentive | 3 - Installed | 2016-12-20 | 2017-01-18 | 2017-04-18 | 30888 | 0 | SolarCity Corp | Lease
UNSEDG-00813 | 86426 | PV (Photovoltaic) | 4.2 | 6780 | Residential | Non-Incentive | 3 - Installed | 2017-02-11 | 2017-02-21 | 2017-04-18 | 24150 | 0 | Phoenix Solar Specialists | Purchase
UNSEDG-00850 | 86406 | PV (Photovoltaic) | 9.156 | 15905 | Residential | Non-Incentive | 3 - Installed | 2017-02-23 | 2017-03-13 | 2017-04-18 | 31414.8 | 0 | Esmay Electric | Lease
UNSEDG-00860 | 86406 | PV (Photovoltaic) | 14.388 | 24120 | Residential | Non-Incentive | 3 - Installed | 2017-02-07 | 2017-03-15 | 2017-04-18 | 45537 | 0 | Streamline Solar Power Systems | Lease
UNSEDG-00751 | 85648 | PV (Photovoltaic) | 7.875 | 10547 | Residential | Non-Incentive | 3 - Installed | 2017-01-13 | 2017-02-06 | 2017-04-19 | 34650 | 0 | SolarCity Corporation | Lease
UNSEDG-00834 | 85648 | PV (Photovoltaic) | 8.84 | 13243 | Residential | Non-Incentive | 3 - Installed | 2017-02-16 | 2017-03-10 | 2017-04-19 | 38896 | 0 | SolarCity Corporation | Lease
UNSEDG-00841 | 86404 | PV (Photovoltaic) | 8.502 | 14858 | Residential | Non-Incentive | 3 - Installed | 2017-02-22 | 2017-03-10 | 2017-04-19 | 28056.6 | 0 | Esmay Electric | Lease
UNSEDG-00892 | 86406 | PV (Photovoltaic) | 12.06 | 20900 | Residential | Non-Incentive | 3 - Installed | 2017-03-14 | 2017-03-27 | 2017-04-19 | 41245.2 | 0 | Esmay Electric, Inc. | Purchase
UNSEDG-00877 | 86406 | PV (Photovoltaic) | 14.388 | 24807 | Residential | Non-Incentive | 3 - Installed | 2017-03-08 | 2017-03-27 | 2017-04-20 | 45322.2 | 0 | Esmay Electric | Lease
UNSEDG-00891 | 86403 | PV (Photovoltaic) | 10.05 | 18030 | Residential | Non-Incentive | 3 - Installed | 2017-03-14 | 2017-03-27 | 2017-04-20 | 34371 | 0 | Esmay Electric, Inc. | Purchase
UNSEDG-00688 | 86413 | PV (Photovoltaic) | 4.77 | 7812 | Residential | Non-Incentive | 3 - Installed | 2016-12-07 | 2016-12-09 | 2017-04-21 | 28577 | 0 | Phoenix Solar Specialists | Purchase
UNSEDG-00858 | 86404 | PV (Photovoltaic) | 12.426 | 21000 | Residential | Non-Incentive | 3 - Installed | 2017-02-20 | 2017-03-15 | 2017-04-21 | 39850 | 0 | Streamline Solar Power Systems | Lease
UNSEDG-00888 | 86404 | PV (Photovoltaic) | 6.72 | 11776 | Residential | Non-Incentive | 3 - Installed | 2017-03-13 | 2017-03-27 | 2017-04-21 | 18285 | 0 | New Sun Energies | Lease
UNSEDG-00863 | 86413 | PV (Photovoltaic) | 4.42 | 7935 | Residential | Non-Incentive | 3 - Installed | 2017-03-02 | 2017-03-15 | 2017-04-24 | 15000 | 0 | Tri State Solar & Wind Corp | Purchase
UNSEDG-00867 | 86404 | PV (Photovoltaic) | 14.08 | 24999 | Residential | Non-Incentive | 3 - Installed | 2017-02-06 | 2017-03-15 | 2017-04-25 | 42240 | 0 | Esmay Electric | Purchase
UNSEDG-00819 | 86406 | PV (Photovoltaic) | 13.734 | 22025 | Residential | Non-Incentive | 3 - Installed | 2017-02-13 | 2017-02-24 | 2017-04-27 | 44975 | 0 | Streamline Solar Power Systems | Lease
UNSEDG-00836 | 86406 | PV (Photovoltaic) | 13.4 | 23200 | Residential | Non-Incentive | 3 - Installed | 2017-02-20 | 2017-02-27 | 2017-04-27 | 44220 | 0 | Esmay Electric, Inc. | Lease
UNSEDG-00842 | 86403 | PV (Photovoltaic) | 8.502 | 14282 | Residential | Non-Incentive | 3 - Installed | 2017-02-22 | 2017-03-13 | 2017-04-27 | 28056.6 | 0 | Esmay Electric | Lease
UNSEDG-00848 | 86403 | PV (Photovoltaic) | 10.464 | 18737 | Residential | Non-Incentive | 3 - Installed | 2017-02-23 | 2017-03-13 | 2017-04-27 | 35931.2 | 0 | Esmay Electric | Lease
UNSEDG-00883 | 86406 | PV (Photovoltaic) | 3.6 | 393 | Residential | Non-Incentive | 3 - Installed | 2017-03-11 | 2017-03-27 | 2017-04-27 | 6200 | 0 | Self Install | Purchase
UNSEDG-00924 | 86403 | PV (Photovoltaic) | 8.04 | 14079 | Residential | Non-Incentive | 3 - Installed | 2017-03-28 | 2017-04-18 | 2017-04-27 | 24120 | 0 | Esmay Electric, Inc. | Purchase
UNSEDG-00737 | 86426 | PV (Photovoltaic) | 12.426 | 20907 | Residential | Non-Incentive | 3 - Installed | 2016-12-12 | 2017-01-20 | 2017-05-02 | 40564 | 0 | Streamline Solar Power Systems | Lease
UNSEDG-00812 | 86413 | PV (Photovoltaic) | 4.48 | 7425 | Residential | Non-Incentive | 3 - Installed | 2017-02-11 | 2017-02-21 | 2017-05-02 | 24192 | 0 | Phoenix Solar Specialists | Purchase
UNSEDG-00833 | 86406 | PV (Photovoltaic) | 9.156 | 15288 | Residential | Non-Incentive | 3 - Installed | 2017-02-16 | 2017-03-02 | 2017-05-02 | 29500 | 0 | Havasu Solar | Lease
UNSEDG-00864 | 86406 | PV (Photovoltaic) | 13.734 | 24730 | Residential | Non-Incentive | 3 - Installed | 2017-02-13 | 2017-03-15 | 2017-05-02 | 48895 | 0 | Streamline Solar Power Systems | Lease
UNSEDG-00890 | 86401 | PV (Photovoltaic) | 10.2 | 18806 | Residential | Non-Incentive | 3 - Installed | 2017-03-14 | 2017-03-27 | 2017-05-02 | 30000 | 0 | Hybrid Solar | Purchase
UNSEDG-00899 | 86404 | PV (Photovoltaic) | 6.16 | 10820 | Residential | Non-Incentive | 3 - Installed | 2017-03-16 | 2017-03-27 | 2017-05-02 | 27982 | 0 | Phoenix Solar Specialists LLC | Purchase
UNSEDG-00796 | 86406 | PV (Photovoltaic) | 10.137 | 18318 | Residential | Non-Incentive | 3 - Installed | 2017-02-06 | 2017-02-15 | 2017-05-03 | 33452 | 0 | Havasu Solar | Lease
UNSEDG-00823 | 86406 | PV (Photovoltaic) | 14.07 | 25032 | Residential | Non-Incentive | 3 - Installed | 2017-02-14 | 2017-02-24 | 2017-05-03 | 49319.4 | 0 | Esmay Electric, Inc. | Purchase
UNSEDG-00843 | 86403 | PV (Photovoltaic) | 14.388 | 25346 | Residential | Non-Incentive | 3 - Installed | 2017-02-22 | 2017-03-10 | 2017-05-03 | 47480.4 | 0 | Esmay Electric | Lease
UNSEDG-00854 | 86406 | PV (Photovoltaic) | 7.28 | 12233 | Residential | Non-Incentive | 3 - Installed | 2017-02-27 | 2017-03-13 | 2017-05-03 | 43536 | 0 | Phoenix Solar Specialists | Purchase
UNSEDG-00874 | 86406 | PV (Photovoltaic) | 13.4 | 22441 | Residential | Non-Incentive | 3 - Installed | 2017-03-08 | 2017-03-15 | 2017-05-03 | 47428 | 0 | Esmay Electric | Purchase
UNSEDG-00884 | 86406 | PV (Photovoltaic) | 2.7 | 3924 | Residential | Non-Incentive | 3 - Installed | 2017-03-11 | 2017-03-27 | 2017-05-03 | 5000 | 0 | Self Installed | Purchase
UNSEDG-00905 | 86404 | PV (Photovoltaic) | 8.75 | 15358 | Residential | Non-Incentive | 3 - Installed | 2017-03-17 | 2017-04-07 | 2017-05-03 | 33000 | 0 | Tri State Solar & Wind Corp | Purchase
UNSEDG-00790 | 86406 | PV (Photovoltaic) | 10.791 | 17544 | Residential | Non-Incentive | 3 - Installed | 2017-02-01 | 2017-02-24 | 2017-05-04 | 35610 | 0 | Havasu Solar | Lease
UNSEDG-00832 | 86406 | PV (Photovoltaic) | 5.6 | 8929 | Residential | Non-Incentive | 3 - Installed | 2017-02-09 | 2017-02-27 | 2017-05-04 | 12500 | 0 | Self Install | Purchase
UNSEDG-00851 | 86406 | PV (Photovoltaic) | 11.118 | 19012 | Residential | Non-Incentive | 3 - Installed | 2017-02-24 | 2017-03-13 | 2017-05-04 | 37245.3 | 0 | Esmay Electric | Lease
UNSEDG-00869 | 85624 | PV (Photovoltaic) | 10.36 | 17621 | Residential | Non-Incentive | 3 - Installed | 2017-03-06 | 2017-03-15 | 2017-05-04 | 45584 | 0 | SolarCity | Purchase
UNSEDG-00900 | 86406 | PV (Photovoltaic) | 11.118 | 17787 | Residential | Non-Incentive | 3 - Installed | 2017-03-16 | 2017-03-27 | 2017-05-04 | 36800 | 0 | Havasu Solar | Lease
UNSEDG-00916 | 86406 | PV (Photovoltaic) | 10.08 | 18156 | Residential | Non-Incentive | 3 - Installed | 2017-03-23 | 2017-04-11 | 2017-05-04 | 32496 | 0 | Streamline Solar Power Systems | Lease
UNSEDG-00734 | 85621 | PV (Photovoltaic) | 3.9 | 6703 | Residential | Non-Incentive | 3 - Installed | 2016-12-29 | 2017-01-18 | 2017-05-05 | 17160 | 0 | SolarCity Corporation | Purchase
UNSEDG-00818 | 85648 | PV (Photovoltaic) | 6.72 | 10861 | Residential | Non-Incentive | 3 - Installed | 2017-02-13 | 2017-02-24 | 2017-05-05 | 29568 | 0 | SolarCity Corporation | Lease
UNSEDG-00839 | 85621 | PV (Photovoltaic) | 7.56 | 11669 | Residential | Non-Incentive | 3 - Installed | 2017-02-21 | 2017-03-10 | 2017-05-05 | 33264 | 0 | SolarCity Corporation | Lease
UNSEDG-00872 | 86429 | PV (Photovoltaic) | 7.848 | 13844 | Residential | Non-Incentive | 3 - Installed | 2017-03-08 | 2017-03-15 | 2017-05-05 | 25898.4 | 0 | Esmay Electric, Inc. | Lease
UNSEDG-00889 | 85648 | PV (Photovoltaic) | 3.54 | 6283 | Residential | Non-Incentive | 3 - Installed | 2017-03-13 | 2017-03-27 | 2017-05-09 | 15576 | 0 | SolarCity Corporation | Purchase
UNSEDG-00925 | 86406 | PV (Photovoltaic) | 14.4 | 25886 | Residential | Non-Incentive | 3 - Installed | 2017-03-29 | 2017-04-11 | 2017-05-10 | 44780 | 0 | Hybrid Solar | Purchase
UNSEDG-00936 | 86401 | PV (Photovoltaic) | 7.41 | 9673 | Residential | Non-Incentive | 3 - Installed | 2017-03-14 | 2017-04-22 | 2017-05-10 | 18300 | 0 | Angle Homes Inc | Purchase
UNSEDG-00961 | 86406 | PV (Photovoltaic) | 11.772 | 20977 | Residential | Non-Incentive | 3 - Installed | 2017-04-03 | 2017-05-01 | 2017-05-10 | 60814 | 0 | Epcon Solar | Purchase
UNSEDG-00722 | 85648 | PV (Photovoltaic) | 3.64 | 6153 | Residential | Non-Incentive | 3 - Installed | 2016-12-22 | 2017-01-18 | 2017-05-11 | 16016 | 0 | SolarCity Corporation | Lease
UNSEDG-00857 | 85648 | PV (Photovoltaic) | 5.04 | 8550 | Residential | Non-Incentive | 3 - Installed | 2017-03-01 | 2017-03-15 | 2017-05-11 | 21000 | 0 | Phoenix Solar Specialists | Purchase
UNSEDG-00831 | 86406 | PV (Photovoltaic) | 10.464 | 18486 | Residential | Non-Incentive | 3 - Installed | 2017-02-16 | 2017-02-27 | 2017-05-12 | 33066 | 0 | Havasu Solar | Lease
UNSEDG-00840 | 86406 | PV (Photovoltaic) | 10.464 | 17698 | Residential | Non-Incentive | 3 - Installed | 2017-02-20 | 2017-03-13 | 2017-05-12 | 35554.4 | 0 | Esmay Electric | Lease
UNSEDG-00870 | 86406 | PV (Photovoltaic) | 14.388 | 25370 | Residential | Non-Incentive | 3 - Installed | 2017-03-07 | 2017-03-15 | 2017-05-12 | 47480.4 | 0 | Esmay Electric, Inc. | Lease
UNSEDG-00898 | 86403 | PV (Photovoltaic) | 14.388 | 25482 | Residential | Non-Incentive | 3 - Installed | 2017-03-15 | 2017-03-27 | 2017-05-12 | 47480.4 | 0 | Esmay Electric, Inc. | Lease
UNSEDG-00903 | 86403 | PV (Photovoltaic) | 8.502 | 14679 | Residential | Non-Incentive | 3 - Installed | 2017-03-16 | 2017-04-11 | 2017-05-12 | 27631 | 0 | Havasu Solar | Lease
UNSEDG-00928 | 86403 | PV (Photovoltaic) | 8.04 | 14486 | Residential | Non-Incentive | 3 - Installed | 2017-03-29 | 2017-04-20 | 2017-05-12 | 24620 | 0 | Esmay Electric, Inc. | Purchase
UNSEDG-00806 | 86406 | PV (Photovoltaic) | 10.464 | 19140 | Residential | Non-Incentive | 3 - Installed | 2017-02-09 | 2017-02-15 | 2017-05-16 | 33500 | 0 | Havasu Solar | Lease
UNSEDG-00868 | 86406 | PV (Photovoltaic) | 14.388 | 25072 | Residential | Non-Incentive | 3 - Installed | 2017-03-06 | 2017-03-15 | 2017-05-16 | 47480.4 | 0 | Esmay Electric, Inc. | Lease
UNSEDG-00871 | 86404 | PV (Photovoltaic) | 14.388 | 25394 | Residential | Non-Incentive | 3 - Installed | 2017-03-07 | 2017-03-15 | 2017-05-16 | 47480.4 | 0 | Esmay Electric, Inc. | Lease
UNSEDG-00893 | 85648 | PV (Photovoltaic) | 7.95 | 13793 | Residential | Non-Incentive | 3 - Installed | 2017-03-15 | 2017-03-27 | 2017-05-16 | 40306.5 | 0 | Maverick General Contractor dba New Sun Energies | Purchase
UNSEDG-00939 | 86406 | PV (Photovoltaic) | 12.06 | 21873 | Residential | Non-Incentive | 3 - Installed | 2017-04-03 | 2017-04-20 | 2017-05-16 | 37380 | 0 | Esmay Electric, Inc. | Purchase
UNSEDG-00952 | 86406 | PV (Photovoltaic) | 10.05 | 17939 | Residential | Non-Incentive | 3 - Installed | 2017-04-05 | 2017-05-03 | 2017-05-16 | 31350 | 0 | Esmay Electric, Inc. | Purchase
UNSEDG-00881 | 86403 | PV (Photovoltaic) | 9.156 | 15940 | Residential | Non-Incentive | 3 - Installed | 2017-03-08 | 2017-03-27 | 2017-05-17 | 30214.8 | 0 | Esmay Electric, Inc. | Lease
UNSEDG-00914 | 86403 | PV (Photovoltaic) | 13.8 | 23348 | Residential | Non-Incentive | 3 - Installed | 2017-03-23 | 2017-04-11 | 2017-05-17 | 43698 | 0 | Streamline Solar Power Systems | Lease
UNSEDG-00920 | 86401 | PV (Photovoltaic) | 9.156 | 15075 | Residential | Non-Incentive | 3 - Installed | 2017-03-24 | 2017-04-11 | 2017-05-17 | 29641 | 0 | Streamline Solar Power Systems | Lease
UNSEDG-00880 | 86404 | PV (Photovoltaic) | 9.81 | 17251 | Residential | Non-Incentive | 3 - Installed | 2017-03-08 | 2017-03-27 | 2017-05-18 | 32623 | 0 | Esmay Electric, Inc. | Lease
UNSEDG-00915 | 86403 | PV (Photovoltaic) | 12.099 | 21466 | Residential | Non-Incentive | 3 - Installed | 2017-03-23 | 2017-04-11 | 2017-05-18 | 40720 | 0 | Streamline Solar Power Systems | Lease
UNSEDG-00919 | 86426 | PV (Photovoltaic) | 9.81 | 16189 | Residential | Non-Incentive | 3 - Installed | 2017-03-24 | 2017-04-11 | 2017-05-19 | 34000 | 0 | Streamline Solar Power Systems | Lease
UNSEDG-00940 | 86413 | PV (Photovoltaic) | 4.06 | 7722 | Residential | Non-Incentive | 3 - Installed | 2017-04-03 | 2017-05-01 | 2017-05-19 | 20947 | 0 | Liggett Electrical Services LLC | Purchase
UNSEDG-00968 | 86404 | PV (Photovoltaic) | 6.03 | 10096 | Residential | Non-Incentive | 3 - Installed | 2017-04-11 | 2017-05-05 | 2017-05-19 | 18090 | 0 | Esmay Electric, Inc. | Purchase
UNSEDG-00966 | 86401 | PV (Photovoltaic) | 6.6 | 12122 | Residential | Non-Incentive | 3 - Installed | 2017-04-11 | 2017-05-05 | 2017-05-22 | 19470 | 0 | Hybrid Solar | Purchase
UNSEDG-00986 | 86406 | PV (Photovoltaic) | 6.03 | 10468 | Residential | Non-Incentive | 3 - Installed | 2017-04-20 | 2017-05-09 | 2017-05-22 | 18270.9 | 0 | Esmay Electric, Inc. | Purchase
UNSEDG-00694 | 85648 | PV (Photovoltaic) | 4.2 | 7307 | Residential | Non-Incentive | 3 - Installed | 2016-12-08 | 2016-12-19 | 2017-05-23 | 11447 | 0 | Technicians For Sustainability | Purchase
UNSEDG-00749 | 86406 | PV (Photovoltaic) | 6.6 | 11626 | Residential | Non-Incentive | 3 - Installed | 2017-01-10 | 2017-01-20 | 2017-05-23 | 19053.84 | 0 | Maverick General Contractor dba New Sun Energies | Lease
UNSEDG-00807 | 86406 | PV (Photovoltaic) | 11.772 | 19818 | Residential | Non-Incentive | 3 - Installed | 2017-02-09 | 2017-02-15 | 2017-05-23 | 38500 | 0 | Havasu Solar | Lease
UNSEDG-00808 | 86406 | PV (Photovoltaic) | 14.07 | 25050 | Residential | Non-Incentive | 3 - Installed | 2017-02-09 | 2017-02-15 | 2017-05-23 | 42210 | 0 | Esmay Electric, Inc. | Purchase
UNSEDG-00875 | 86406 | PV (Photovoltaic) | 7.194 | 12001 | Residential | Non-Incentive | 3 - Installed | 2017-03-08 | 2017-03-27 | 2017-05-23 | 23990.2 | 0 | Esmay Electric | Lease
UNSEDG-00999 | 86406 | PV (Photovoltaic) | 14.08 | 24761 | Residential | Non-Incentive | 3 - Installed | 2017-04-25 | 2017-05-09 | 2017-05-23 | 50969.6 | 0 | Esmay Electric, Inc. | Purchase
UNSEDG-00816 | 86401 | PV (Photovoltaic) | 3.92 | 7015 | Residential | Non-Incentive | 3 - Installed | 2017-02-11 | 2017-02-21 | 2017-05-25 | 21168 | 0 | Phoenix Solar Specialists | Purchase
UNSEDG-00885 | 86404 | PV (Photovoltaic) | 11.772 | 19414 | Residential | Non-Incentive | 3 - Installed | 2017-03-13 | 2017-03-27 | 2017-05-25 | 38847.6 | 0 | Esmay Electric, Inc. | Lease
UNSEDG-00879 | 86406 | PV (Photovoltaic) | 11.118 | 18501 | Residential | Non-Incentive | 3 - Installed | 2017-03-08 | 2017-03-27 | 2017-05-26 | 37689.4 | 0 | Esmay Electric, Inc. | Lease
UNSEDG-00894 | 86406 | PV (Photovoltaic) | 9.156 | 15874 | Residential | Non-Incentive | 3 - Installed | 2017-03-13 | 2017-04-07 | 2017-05-26 | 30214.8 | 0 | Esmay Electric, Inc. | Lease
UNSEDG-00904 | 86404 | PV (Photovoltaic) | 23.76 | 41976 | Residential | Non-Incentive | 3 - Installed | 2017-03-16 | 2017-04-07 | 2017-05-26 | 78408 | 0 | Esmay Electric, Inc. | Lease
UNSEDG-00992 | 86406 | PV (Photovoltaic) | 14.07 | 23203 | Residential | Non-Incentive | 3 - Installed | 2017-04-24 | 2017-05-09 | 2017-05-26 | 48119.4 | 0 | Esmay Electric, Inc. | Purchase
UNSEDG-01011 | 86401 | PV (Photovoltaic) | 7.37 | 13824 | Residential | Non-Incentive | 3 - Installed | 2017-04-28 | 2017-05-09 | 2017-05-26 | 29875 | 0 | Tri State Solar & Wind Corp | Purchase
UNSEDG-00774 | 86441 | PV (Photovoltaic) | 7.848 | 14786 | Residential | Non-Incentive | 3 - Installed | 2017-01-24 | 2017-02-14 | 2017-06-01 | 30401 | 0 | Havasu Solar | Lease
UNSEDG-00896 | 85648 | PV (Photovoltaic) | 6.16 | 10782 | Residential | Non-Incentive | 3 - Installed | 2017-03-15 | 2017-03-27 | 2017-06-01 | 27885 | 0 | Maverick General Contractor dba New Sun Energies | Purchase
UNSEDG-01004 | 86403 | PV (Photovoltaic) | 8.04 | 14631 | Residential | Non-Incentive | 3 - Installed | 2017-04-26 | 2017-05-09 | 2017-06-01 | 24973.33 | 0 | Esmay Electric, Inc. | Purchase
UNSEDG-01039 | 86403 | PV (Photovoltaic) | 7 | 12372 | Residential | Non-Incentive | 3 - Installed | 2017-05-09 | 2017-05-09 | 2017-06-01 | 40250 | 0 | Phoenix Solar Specialists LLC | Purchase
UNSEDG-00882 | 86404 | PV (Photovoltaic) | 11.118 | 19548 | Residential | Non-Incentive | 3 - Installed | 2017-03-10 | 2017-03-27 | 2017-06-02 | 36689.4 | 0 | Esmay Electric, Inc. | Lease
UNSEDG-00887 | 86406 | PV (Photovoltaic) | 7.848 | 13771 | Residential | Non-Incentive | 3 - Installed | 2017-03-13 | 2017-03-27 | 2017-06-02 | 25898.4 | 0 | Esmay Electric, Inc. | Lease
UNSEDG-00838 | 86401 | PV (Photovoltaic) | 5.49 | 10056 | Non-Residential | Non-Incentive | 3 - Installed | 2017-02-07 | 2017-03-10 | 2017-06-05 | 20000 | 0 | DEVAULT ELECTRIC | Purchase
UNSEDG-00895 | 86403 | PV (Photovoltaic) | 14.388 | 24263 | Residential | Non-Incentive | 3 - Installed | 2017-03-15 | 2017-03-27 | 2017-06-05 | 47480.4 | 0 | Esmay Electric, Inc. | Lease
UNSEDG-00902 | 86406 | PV (Photovoltaic) | 7.194 | 12175 | Residential | Non-Incentive | 3 - Installed | 2017-03-13 | 2017-03-27 | 2017-06-05 | 24099 | 0 | Havasu Solar | Lease
UNSEDG-00897 | 86404 | PV (Photovoltaic) | 14.388 | 22203 | Residential | Non-Incentive | 3 - Installed | 2017-03-15 | 2017-03-27 | 2017-06-06 | 47480.4 | 0 | Esmay Electric, Inc. | Lease
UNSEDG-00922 | 86406 | PV (Photovoltaic) | 7.194 | 12809 | Residential | Non-Incentive | 3 - Installed | 2017-03-24 | 2017-04-11 | 2017-06-06 | 23990.2 | 0 | Esmay Electric, Inc. | Lease
UNSEDG-00941 | 86403 | PV (Photovoltaic) | 5.32 | 9633 | Residential | Non-Incentive | 3 - Installed | 2017-04-03 | 2017-05-01 | 2017-06-06 | 30590 | 0 | Phoenix Solar Specialists LLC | Purchase
UNSEDG-00991 | 86406 | PV (Photovoltaic) | 9 | 15562 | Residential | Non-Incentive | 3 - Installed | 2017-04-24 | 2017-05-09 | 2017-06-07 | 27900 | 0 | Hybrid Solar | Purchase
UNSEDG-01001 | 86406 | PV (Photovoltaic) | 14.07 | 24369 | Residential | Non-Incentive | 3 - Installed | 2017-04-25 | 2017-05-09 | 2017-06-07 | 42210 | 0 | Esmay Electric, Inc. | Purchase
UNSEDG-00923 | 86403 | PV (Photovoltaic) | 14.388 | 24357 | Residential | Non-Incentive | 3 - Installed | 2017-03-27 | 2017-04-11 | 2017-06-08 | 47480.4 | 0 | Esmay Electric, Inc. | Lease
UNSEDG-00930 | 86406 | PV (Photovoltaic) | 8.829 | 15415 | Residential | Non-Incentive | 3 - Installed | 2017-03-30 | 2017-04-20 | 2017-06-08 | 29135.7 | 0 | Esmay Electric, Inc. | Lease
UNSEDG-00913 | 86403 | PV (Photovoltaic) | 11.118 | 19520 | Residential | Non-Incentive | 3 - Installed | 2017-03-23 | 2017-04-11 | 2017-06-09 | 36689.6 | 0 | Esmay Electric, Inc. | Lease
UNSEDG-00985 | 86404 | PV (Photovoltaic) | 6.16 | 10726 | Residential | Non-Incentive | 3 - Installed | 2017-04-19 | 2017-05-09 | 2017-06-09 | 33572 | 0 | Phoenix Solar Specialists | Purchase
UNSEDG-00906 | 86406 | PV (Photovoltaic) | 11.118 | 19605 | Residential | Non-Incentive | 3 - Installed | 2017-03-17 | 2017-04-11 | 2017-06-12 | 36689.4 | 0 | Esmay Electric, Inc. | Lease
UNSEDG-00931 | 86406 | PV (Photovoltaic) | 11.118 | 18786 | Residential | Non-Incentive | 3 - Installed | 2017-03-30 | 2017-04-20 | 2017-06-12 | 36689.4 | 0 | Esmay Electric, Inc. | Lease
UNSEDG-00947 | 86406 | PV (Photovoltaic) | 14.07 | 22898 | Residential | Non-Incentive | 3 - Installed | 2017-04-04 | 2017-05-02 | 2017-06-12 | 46506 | 0 | Streamline Solar Power Systems | Lease
UNSEDG-01055 | 85648 | PV (Photovoltaic) | 10.73 | 18627 | Residential | Non-Incentive | 3 - Installed | 2017-05-15 | 2017-05-18 | 2017-06-12 | 42328 | 0 | SolarCity | Purchase
UNSEDG-00907 | 86403 | PV (Photovoltaic) | 14.388 | 24526 | Residential | Non-Incentive | 3 - Installed | 2017-03-17 | 2017-04-07 | 2017-06-13 | 47780.4 | 0 | Esmay Electric, Inc. | Lease
UNSEDG-01111 | 86404 | PV (Photovoltaic) | 8.71 | 15730 | Residential | Non-Incentive | 3 - Installed | 2017-05-24 | 2017-05-30 | 2017-06-13 | 27330 | 0 | Esmay Electric, Inc. | Purchase
UNSEDG-00946 | 86403 | PV (Photovoltaic) | 9.483 | 16171 | Residential | Non-Incentive | 3 - Installed | 2017-04-04 | 2017-05-02 | 2017-06-14 | 31293.9 | 0 | Esmay Electric, Inc. | Lease
UNSEDG-00921 | 86406 | PV (Photovoltaic) | 10.464 | 16202 | Residential | Non-Incentive | 3 - Installed | 2017-03-25 | 2017-04-11 | 2017-06-15 | 35938 | 0 | Havasu Solar | Lease
UNSEDG-00943 | 86404 | PV (Photovoltaic) | 9.156 | 16517 | Residential | Non-Incentive | 3 - Installed | 2017-04-04 | 2017-05-02 | 2017-06-15 | 28841 | 0 | Havasu Solar | Lease
UNSEDG-00954 | 86403 | PV (Photovoltaic) | 14.07 | 21802 | Residential | Non-Incentive | 3 - Installed | 2017-04-06 | 2017-05-05 | 2017-06-15 | 44606 | 0 | Streamline Solar Power Systems | Lease
UNSEDG-00958 | 86406 | PV (Photovoltaic) | 12.099 | 20448 | Residential | Non-Incentive | 3 - Installed | 2017-04-06 | 2017-05-05 | 2017-06-15 | 39926.7 | 0 | Esmay Electric, Inc. | Lease
UNSEDG-01003 | 86406 | PV (Photovoltaic) | 9 | 15670 | Residential | Non-Incentive | 3 - Installed | 2017-04-26 | 2017-05-09 | 2017-06-15 | 29853 | 0 | Hybrid Solar | Purchase
UNSEDG-01037 | 86406 | PV (Photovoltaic) | 14.49 | 23836 | Residential | Non-Incentive | 3 - Installed | 2017-05-08 | 2017-05-09 | 2017-06-15 | 56616.1 | 0 | Esmay Electric, Inc. | Purchase
UNSEDG-01067 | 86406 | PV (Photovoltaic) | 8.1 | 14435 | Residential | Non-Incentive | 3 - Installed | 2017-05-16 | 2017-05-18 | 2017-06-15 | 30395 | 0 | Hybrid Solar | Purchase
UNSEDG-00873 | 85621 | PV (Photovoltaic) | 3.08 | 5413 | Residential | Non-Incentive | 3 - Installed | 2017-03-08 | 2017-03-15 | 2017-06-16 | 19992 | 0 | Phoenix Solar Specialists | Purchase
UNSEDG-00912 | 86404 | PV (Photovoltaic) | 14.388 | 25196 | Residential | Non-Incentive | 3 - Installed | 2017-03-22 | 2017-03-27 | 2017-06-16 | 47980.4 | 0 | Esmay Electric, Inc. | Lease
UNSEDG-00959 | 85646 | PV (Photovoltaic) | 5.015 | 8530 | Residential | Non-Incentive | 3 - Installed | 2017-04-07 | 2017-05-09 | 2017-06-16 | 22066 | 0 | SolarCity Corporation | Purchase
UNSEDG-00953 | 86406 | PV (Photovoltaic) | 13.734 | 24608 | Residential | Non-Incentive | 3 - Installed | 2017-04-06 | 2017-05-05 | 2017-06-19 | 44358 | 0 | Streamline Solar Power Systems | Lease
UNSEDG-00956 | 86406 | PV (Photovoltaic) | 10.464 | 18009 | Residential | Non-Incentive | 3 - Installed | 2017-04-06 | 2017-05-05 | 2017-06-19 | 33715 | 0 | Streamline Solar Power Systems | Lease
UNSEDG-00950 | 86404 | PV (Photovoltaic) | 14.388 | 24097 | Residential | Non-Incentive | 3 - Installed | 2017-04-04 | 2017-05-02 | 2017-06-20 | 47480.4 | 0 | Esmay Electric, Inc. | Lease
UNSEDG-00957 | 86404 | PV (Photovoltaic) | 14.07 | 23183 | Residential | Non-Incentive | 3 - Installed | 2017-04-06 | 2017-05-05 | 2017-06-20 | 44856 | 0 | Streamline Solar Power Systems | Lease
UNSEDG-00965 | 86406 | PV (Photovoltaic) | 10.464 | 17598 | Residential | Non-Incentive | 3 - Installed | 2017-04-11 | 2017-05-05 | 2017-06-21 | 35731.2 | 0 | Esmay Electric, Inc. | Lease
UNSEDG-00967 | 86406 | PV (Photovoltaic) | 11.118 | 18910 | Residential | Non-Incentive | 3 - Installed | 2017-04-11 | 2017-05-05 | 2017-06-21 | 36689.4 | 0 | Esmay Electric, Inc. | Lease
UNSEDG-01041 | 86406 | PV (Photovoltaic) | 2.75 | 4862 | Residential | Non-Incentive | 3 - Installed | 2017-05-09 | 2017-05-11 | 2017-06-21 | 5500 | 0 | Self install | Purchase
UNSEDG-00949 | 86406 | PV (Photovoltaic) | 13.08 | 23347 | Residential | Non-Incentive | 3 - Installed | 2017-04-04 | 2017-05-02 | 2017-06-23 | 43164 | 0 | Esmay Electric, Inc. | Lease
UNSEDG-00963 | 86403 | PV (Photovoltaic) | 12.426 | 20962 | Residential | Non-Incentive | 3 - Installed | 2017-04-07 | 2017-05-05 | 2017-06-23 | 41005.8 | 0 | Esmay Electric, Inc. | Lease
UNSEDG-01056 | 86403 | PV (Photovoltaic) | 14.388 | 24565 | Residential | Non-Incentive | 3 - Installed | 2017-05-15 | 2017-05-16 | 2017-06-26 | 45672.2 | 0 | Esmay Electric, Inc. | Lease
UNSEDG-00955 | 86406 | PV (Photovoltaic) | 11.772 | 19441 | Residential | Non-Incentive | 3 - Installed | 2017-04-06 | 2017-05-05 | 2017-06-27 | 37743 | 0 | Streamline Solar Power Systems | Lease
UNSEDG-01061 | 86403 | PV (Photovoltaic) | 14.49 | 26222 | Residential | Non-Incentive | 3 - Installed | 2017-05-16 | 2017-05-18 | 2017-06-27 | 44977.78 | 0 | Hybrid SOlar | Purchase
UNSEDG-00983 | 86429 | PV (Photovoltaic) | 7.194 | 10991 | Residential | Non-Incentive | 3 - Installed | 2017-04-19 | 2017-05-09 | 2017-06-28 | 23740.2 | 0 | Esmay Electric, Inc. | Lease
UNSEDG-01206 | 86401 | PV (Photovoltaic) | 4.9 | 9269 | Residential | Non-Incentive | 3 - Installed | 2017-06-06 | 2017-06-13 | 2017-06-28 | 27250 | 0 | Tri State Solar & Wind Corp | Purchase
UNSEDG-00951 | 86403 | PV (Photovoltaic) | 14.388 | 25311 | Residential | Non-Incentive | 3 - Installed | 2017-04-04 | 2017-05-02 | 2017-06-29 | 47480.4 | 0 | Esmay Electric, Inc. | Lease
UNSEDG-00962 | 86406 | PV (Photovoltaic) | 13.734 | 23555 | Residential | Non-Incentive | 3 - Installed | 2017-04-07 | 2017-05-05 | 2017-06-29 | 45322.2 | 0 | Esmay Electric, Inc. | Lease
UNSEDG-00973 | 86404 | PV (Photovoltaic) | 12.06 | 19594 | Residential | Non-Incentive | 3 - Installed | 2017-04-13 | 2017-05-16 | 2017-06-29 | 38692.5 | 0 | Esmay Electric, Inc. | Lease
UNSEDG-01207 | 86401 | PV (Photovoltaic) | 8.4 | 15885 | Residential | Non-Incentive | 3 - Installed | 2017-06-09 | 2017-06-21 | 2017-06-29 | 35125 | 0 | Tri State Solar & Wind Corp | Purchase
UNSEDG-00750 | 85621 | PV (Photovoltaic) | 102.34 | 182846 | Non-Residential | Non-Incentive | 3 - Installed | 2017-01-12 | 2017-02-21 | 2017-07-03 | 156345 | 0 | Solar Gain Inc | Purchase
UNSEDG-00984 | 86403 | PV (Photovoltaic) | 11.118 | 17073 | Residential | Non-Incentive | 3 - Installed | 2017-04-19 | 2017-05-09 | 2017-07-05 | 36689.4 | 0 | Esmay Electric, Inc. | Lease
UNSEDG-01116 | 86406 | PV (Photovoltaic) | 4.8 | 8562 | Residential | Non-Incentive | 3 - Installed | 2017-05-25 | 2017-05-30 | 2017-07-06 | 14160 | 0 | Hybrid Solar | Purchase
UNSEDG-00944 | 86403 | PV (Photovoltaic) | 11.118 | 19375 | Residential | Non-Incentive | 3 - Installed | 2017-04-04 | 2017-05-02 | 2017-07-07 | 40161.51 | 0 | Esmay Electric, Inc. | Lease
UNSEDG-00945 | 86403 | PV (Photovoltaic) | 11.118 | 19538 | Residential | Non-Incentive | 3 - Installed | 2017-04-04 | 2017-05-02 | 2017-07-07 | 40161.51 | 0 | Esmay Electric, Inc. | Lease
UNSEDG-00995 | 85621 | PV (Photovoltaic) | 4.13 | 6951 | Residential | Non-Incentive | 3 - Installed | 2017-04-24 | 2017-05-09 | 2017-07-07 | 18172 | 0 | SolarCity Corporation | Purchase
UNSEDG-01208 | 85648 | PV (Photovoltaic) | 7.67 | 13251 | Residential | Non-Incentive | 3 - Installed | 2017-06-12 | 2017-06-13 | 2017-07-07 | 33748 | 0 | SolarCity Corporation | Purchase
UNSEDG-00996 | 85646 | PV (Photovoltaic) | 7.15 | 12810 | Residential | Non-Incentive | 3 - Installed | 2017-04-24 | 2017-05-09 | 2017-07-10 | 31460 | 0 | SolarCity Corporation | Purchase
UNSEDG-01103 | 86406 | PV (Photovoltaic) | 10.05 | 18367 | Residential | Non-Incentive | 3 - Installed | 2017-05-23 | 2017-05-30 | 2017-07-10 | 30150 | 0 | Esmay Electric, Inc. | Purchase
UNSEDG-01153 | 86404 | PV (Photovoltaic) | 5.89 | 10802 | Residential | Non-Incentive | 3 - Installed | 2017-05-30 | 2017-06-06 | 2017-07-10 | 9000 | 0 | Self Install | Purchase
UNSEDG-01033 | 86403 | PV (Photovoltaic) | 13.08 | 20431 | Residential | Non-Incentive | 3 - Installed | 2017-05-08 | 2017-05-09 | 2017-07-11 | 42023 | 0 | Streamline Solar Power Systems | Lease
UNSEDG-01047 | 86403 | PV (Photovoltaic) | 9 | 16053 | Residential | Non-Incentive | 3 - Installed | 2017-05-12 | 2017-06-06 | 2017-07-11 | 27000 | 0 | Hybrid Solar | Purchase
UNSEDG-00948 | 86404 | PV (Photovoltaic) | 11.772 | 21348 | Residential | Non-Incentive | 3 - Installed | 2017-04-04 | 2017-05-02 | 2017-07-12 | 39141 | 0 | Havasu Solar | Lease
UNSEDG-00990 | 86406 | PV (Photovoltaic) | 12.426 | 20664 | Residential | Non-Incentive | 3 - Installed | 2017-04-24 | 2017-05-09 | 2017-07-14 | 42005.8 | 0 | Esmay Electric, Inc. | Lease
UNSEDG-01007 | 86406 | PV (Photovoltaic) | 11.772 | 20650 | Residential | Non-Incentive | 3 - Installed | 2017-04-26 | 2017-05-09 | 2017-07-14 | 39044.44 | 0 | Esmay Electric, Inc. | Lease
UNSEDG-01025 | 86406 | PV (Photovoltaic) | 9.156 | 16491 | Residential | Non-Incentive | 3 - Installed | 2017-05-04 | 2017-05-09 | 2017-07-14 | 30091 | 0 | Streamline Solar Power Systems | Lease
UNSEDG-01151 | 86401 | PV (Photovoltaic) | 7.84 | 12608 | Residential | Non-Incentive | 3 - Installed | 2017-04-13 | 2017-06-06 | 2017-07-14 | 23000 | 0 | Angle Homes | Purchase
UNSEDG-00989 | 86406 | PV (Photovoltaic) | 13.734 | 23319 | Residential | Non-Incentive | 3 - Installed | 2017-04-24 | 2017-05-09 | 2017-07-17 | 45322.2 | 0 | Esmay Electric, Inc. | Lease
UNSEDG-01102 | 86406 | PV (Photovoltaic) | 14.07 | 23551 | Residential | Non-Incentive | 3 - Installed | 2017-05-23 | 2017-05-30 | 2017-07-17 | 42210 | 0 | Esmay Electric, Inc. | Purchase
UNSEDG-01195 | 86406 | PV (Photovoltaic) | 5.28 | 9578 | Residential | Non-Incentive | 3 - Installed | 2017-06-01 | 2017-06-06 | 2017-07-17 | 16685 | 0 | Hybrid SOlar | Purchase
UNSEDG-01244 | 86401 | PV (Photovoltaic) | 8.4 | 15832 | Residential | Non-Incentive | 3 - Installed | 2017-07-05 | 2017-07-06 | 2017-07-17 | 32500 | 0 | Tri State Solar & Wind Corp | Purchase
UNSEDG-01026 | 86403 | PV (Photovoltaic) | 11.772 | 20918 | Residential | Non-Incentive | 3 - Installed | 2017-05-04 | 2017-05-09 | 2017-07-18 | 37643 | 0 | Streamline Solar Power Systems | Lease
UNSEDG-01247 | 86401 | PV (Photovoltaic) | 5.25 | 9710 | Residential | Non-Incentive | 3 - Installed | 2017-07-08 | 2017-07-12 | 2017-07-18 | 19375 | 0 | Tri State Solar & Wind Corp | Purchase
UNSEDG-00927 | 86403 | PV (Photovoltaic) | 11.118 | 19340 | Residential | Non-Incentive | 3 - Installed | 2017-03-29 | 2017-04-20 | 2017-07-19 | 36133 | 0 | Havasu Solar | Lease
UNSEDG-01115 | 86406 | PV (Photovoltaic) | 13.734 | 24874 | Residential | Non-Incentive | 3 - Installed | 2017-05-25 | 2017-05-30 | 2017-07-19 | 44258 | 0 | Streamline Solar Power Systems | Lease
UNSEDG-00988 | 86406 | PV (Photovoltaic) | 14.388 | 25196 | Residential | Non-Incentive | 3 - Installed | 2017-04-19 | 2017-05-09 | 2017-07-20 | 47480.4 | 0 | Esmay Electric, Inc. | Lease
UNSEDG-01053 | 86406 | PV (Photovoltaic) | 14.388 | 25370 | Residential | Non-Incentive | 3 - Installed | 2017-04-26 | 2017-05-16 | 2017-07-20 | 47480.4 | 0 | Esmay Electric, Inc. | Lease
UNSEDG-01203 | 85621 | PV (Photovoltaic) | 9 | 15209 | Residential | Non-Incentive | 3 - Installed | 2017-06-02 | 2017-06-08 | 2017-07-20 | 51480 | 0 | SolarCity Corporation | Purchase
UNSEDG-01054 | 86406 | PV (Photovoltaic) | 10.464 | 17397 | Residential | Non-Incentive | 3 - Installed | 2017-05-15 | 2017-05-16 | 2017-07-21 | 35031.2 | 0 | Esmay Electric, Inc. | Lease
UNSEDG-01066 | 86406 | PV (Photovoltaic) | 13.734 | 23714 | Residential | Non-Incentive | 3 - Installed | 2017-05-16 | 2017-05-18 | 2017-07-21 | 43671 | 0 | Streamline Solar Power Systems | Lease
UNSEDG-00929 | 86406 | PV (Photovoltaic) | 9.156 | 16240 | Residential | Non-Incentive | 3 - Installed | 2017-03-29 | 2017-04-20 | 2017-07-24 | 29900 | 0 | Havasu Solar | Lease
UNSEDG-00970 | 86403 | PV (Photovoltaic) | 8.829 | 13991 | Residential | Non-Incentive | 3 - Installed | 2017-04-12 | 2017-05-05 | 2017-07-24 | 28252 | 0 | Havasu Solar | Lease
UNSEDG-00971 | 86404 | PV (Photovoltaic) | 8.829 | 15725 | Residential | Non-Incentive | 3 - Installed | 2017-04-13 | 2017-05-05 | 2017-07-24 | 28541 | 0 | Havasu Solar | Lease
UNSEDG-01211 | 86401 | PV (Photovoltaic) | 4.48 | 8017 | Residential | Non-Incentive | 3 - Installed | 2017-06-13 | 2017-06-16 | 2017-07-24 | 25000 | 0 | Phoenix Solar Specialists, LLC | Purchase
UNSEDG-01013 | 86413 | PV (Photovoltaic) | 5.88 | 10316 | Residential | Non-Incentive | 3 - Installed | 2017-04-26 | 2017-05-09 | 2017-07-25 | 31694 | 0 | AZ Sun Services | Purchase
UNSEDG-01015 | 86404 | PV (Photovoltaic) | 11.772 | 20647 | Residential | Non-Incentive | 3 - Installed | 2017-05-01 | 2017-05-09 | 2017-07-25 | 38847.6 | 0 | Esmay Electric, Inc. | Lease
UNSEDG-01084 | 86403 | PV (Photovoltaic) | 14.07 | 24932 | Residential | Non-Incentive | 3 - Installed | 2017-05-19 | 2017-05-26 | 2017-07-25 | 42210 | 0 | Esmay Electric, Inc. | Purchase
UNSEDG-01205 | 85648 | PV (Photovoltaic) | 5.4 | 9010 | Residential | Non-Incentive | 3 - Installed | 2017-06-05 | 2017-06-08 | 2017-07-25 | 23760 | 0 | SolarCity Corporation | Purchase
UNSEDG-00938 | 86438 | PV (Photovoltaic) | 10.464 | 17239 | Residential | Non-Incentive | 3 - Installed | 2017-04-03 | 2017-05-01 | 2017-07-26 | 35900 | 0 | Havasu Solar | Lease
UNSEDG-00934 | 86406 | PV (Photovoltaic) | 9.81 | 17637 | Residential | Non-Incentive | 3 - Installed | 2017-03-30 | 2017-05-01 | 2017-07-27 | 34500 | 0 | Havasu Solar | Lease
UNSEDG-01239 | 85648 | PV (Photovoltaic) | 14.04 | 23551 | Residential | Non-Incentive | 3 - Installed | 2017-06-28 | 2017-07-06 | 2017-07-27 | 61776 | 0 | SolarCity Corporation | Lease
UNSEDG-00909 | 86413 | PV (Photovoltaic) | 7.25 | 11612 | Residential | Non-Incentive | 3 - Installed | 2017-03-22 | 2017-04-07 | 2017-07-28 | 25375 | 0 | Maverick General Contractor dba New Sun Energies | Purchase
UNSEDG-01034 | 86406 | PV (Photovoltaic) | 11.39 | 19505 | Residential | Non-Incentive | 3 - Installed | 2017-05-08 | 2017-05-09 | 2017-07-28 | 37587 | 0 | Esmay Electric, Inc. | Lease
UNSEDG-01094 | 86404 | PV (Photovoltaic) | 8.97 | 16166 | Residential | Non-Incentive | 3 - Installed | 2017-05-22 | 2017-05-30 | 2017-07-28 | 30987.7 | 0 | Esmay Electric, Inc. | Purchase
UNSEDG-01156 | 86404 | PV (Photovoltaic) | 11.73 | 19614 | Residential | Non-Incentive | 3 - Installed | 2017-05-30 | 2017-06-06 | 2017-07-28 | 39999.3 | 0 | Esmay Electric, Inc. | Purchase
UNSEDG-01097 | 86401 | PV (Photovoltaic) | 5.36 | 10013 | Residential | Non-Incentive | 3 - Installed | 2017-05-22 | 2017-05-26 | 2017-07-31 | 16080 | 0 | Esmay Electric, Inc. | Purchase
UNSEDG-01028 | 86406 | PV (Photovoltaic) | 13.734 | 24883 | Residential | Non-Incentive | 3 - Installed | 2017-05-05 | 2017-05-09 | 2017-08-01 | 45221 | 0 | Streamline Solar Power Systems | Lease
UNSEDG-01031 | 86403 | PV (Photovoltaic) | 16.905 | 29055 | Residential | Non-Incentive | 3 - Installed | 2017-05-08 | 2017-05-09 | 2017-08-01 | 53310 | 0 | Streamline Solar Power Systems | Lease
UNSEDG-01036 | 86406 | PV (Photovoltaic) | 12.06 | 20974 | Residential | Non-Incentive | 3 - Installed | 2017-05-08 | 2017-05-09 | 2017-08-01 | 39798 | 0 | Esmay Electric, Inc. | Lease
UNSEDG-01040 | 86404 | PV (Photovoltaic) | 14.07 | 24309 | Residential | Non-Incentive | 3 - Installed | 2017-05-09 | 2017-05-10 | 2017-08-01 | 46431 | 0 | Esmay Electric, Inc. | Lease
UNSEDG-01052 | 86406 | PV (Photovoltaic) | 11.725 | 20560 | Residential | Non-Incentive | 3 - Installed | 2017-05-15 | 2017-05-16 | 2017-08-01 | 38692.5 | 0 | Esmay Electric, Inc. | Lease
UNSEDG-01071 | 86406 | PV (Photovoltaic) | 10.72 | 17700 | Residential | Non-Incentive | 3 - Installed | 2017-05-17 | 2017-05-18 | 2017-08-01 | 35376 | 0 | Esmay Electric, Inc. | Lease
UNSEDG-01016 | 86406 | PV (Photovoltaic) | 14.388 | 24792 | Residential | Non-Incentive | 3 - Installed | 2017-05-01 | 2017-05-09 | 2017-08-02 | 47730.4 | 0 | Esmay Electric, Inc. | Lease
UNSEDG-01021 | 86406 | PV (Photovoltaic) | 14.49 | 25571 | Residential | Non-Incentive | 3 - Installed | 2017-05-03 | 2017-05-09 | 2017-08-02 | 30000 | 0 | SELF INSTALL | Purchase
UNSEDG-01022 | 86406 | PV (Photovoltaic) | 6.54 | 10557 | Residential | Non-Incentive | 3 - Installed | 2017-05-03 | 2017-05-09 | 2017-08-02 | 21582 | 0 | Esmay Electric, Inc. | Lease
UNSEDG-00964 | 86404 | PV (Photovoltaic) | 11.118 | 19520 | Residential | Non-Incentive | 3 - Installed | 2017-04-07 | 2017-05-16 | 2017-08-03 | 35577 | 0 | Havasu Solar | Lease
UNSEDG-00969 | 86406 | PV (Photovoltaic) | 11.772 | 21470 | Residential | Non-Incentive | 3 - Installed | 2017-04-11 | 2017-05-09 | 2017-08-03 | 37895 | 0 | Havasu Solar | Lease
UNSEDG-00981 | 86404 | PV (Photovoltaic) | 14.388 | 23078 | Residential | Non-Incentive | 3 - Installed | 2017-04-17 | 2017-05-09 | 2017-08-03 | 47104 | 0 | Havasu Solar | Lease
UNSEDG-01014 | 86406 | PV (Photovoltaic) | 14.388 | 25346 | Residential | Non-Incentive | 3 - Installed | 2017-05-01 | 2017-05-09 | 2017-08-03 | 47980.4 | 0 | Esmay Electric, Inc. | Lease
UNSEDG-01110 | 86404 | PV (Photovoltaic) | 14.08 | 25205 | Residential | Non-Incentive | 3 - Installed | 2017-05-24 | 2017-06-07 | 2017-08-03 | 41240 | 0 | Esmay Electric, Inc. | Purchase
UNSEDG-01201 | 86409 | PV (Photovoltaic) | 8.48 | 15381 | Residential | Non-Incentive | 3 - Installed | 2017-06-02 | 2017-06-06 | 2017-08-03 | 28747 | 0 | DGB Enterprises, Inc | Purchase
UNSEDG-01227 | 86403 | PV (Photovoltaic) | 4.48 | 8080 | Residential | Non-Incentive | 3 - Installed | 2017-06-23 | 2017-06-30 | 2017-08-03 | 25760 | 0 | Phoenix Solar Specialists LLC | Purchase
UNSEDG-00976 | 86406 | PV (Photovoltaic) | 14.4 | 25669 | Residential | Non-Incentive | 3 - Installed | 2017-04-17 | 2017-08-03 | 2017-08-04 | 47880 | 0 | Hybrid Solar | Purchase
UNSEDG-01018 | 85646 | PV (Photovoltaic) | 3.92 | 6654 | Residential | Non-Incentive | 3 - Installed | 2017-04-28 | 2017-05-09 | 2017-08-04 | 10426.86 | 0 | Solar Gain Inc. | Purchase
UNSEDG-01104 | 86404 | PV (Photovoltaic) | 10.72 | 18525 | Residential | Non-Incentive | 3 - Installed | 2017-05-23 | 2017-05-30 | 2017-08-04 | 37729.06 | 0 | Esmay Electric, Inc. | Purchase
UNSEDG-01138 | 86403 | PV (Photovoltaic) | 6.72 | 12418 | Residential | Non-Incentive | 3 - Installed | 2017-05-30 | 2017-06-06 | 2017-08-04 | 17606.4 | 0 | Streamline Solar Power Systems | Purchase
UNSEDG-01224 | 86404 | PV (Photovoltaic) | 6.16 | 10589 | Residential | Non-Incentive | 3 - Installed | 2017-06-23 | 2017-06-25 | 2017-08-04 | 33572 | 0 | Phoenix Solar Specialists LLC | Purchase
UNSEDG-01229 | 86413 | PV (Photovoltaic) | 5.94 | 10656 | Residential | Non-Incentive | 3 - Installed | 2017-06-26 | 2017-06-30 | 2017-08-07 | 18117 | 0 | Hybrid Solar | Purchase
UNSEDG-01133 | 86403 | PV (Photovoltaic) | 14.07 | 24802 | Residential | Non-Incentive | 3 - Installed | 2017-05-26 | 2017-06-06 | 2017-08-08 | 49578.6 | 0 | Esmay Electric, Inc. | Purchase
UNSEDG-01032 | 86404 | PV (Photovoltaic) | 14.07 | 25366 | Residential | Non-Incentive | 3 - Installed | 2017-05-05 | 2017-05-09 | 2017-08-09 | 46431 | 0 | Esmay Electric, Inc. | Lease
UNSEDG-01137 | 86403 | PV (Photovoltaic) | 7 | 12867 | Residential | Non-Incentive | 3 - Installed | 2017-05-30 | 2017-06-06 | 2017-08-09 | 64855 | 0 | Phoenix Solar Specialists LLC | Purchase
UNSEDG-01228 | 86404 | PV (Photovoltaic) | 3.36 | 5748 | Residential | Non-Incentive | 3 - Installed | 2017-06-23 | 2017-06-30 | 2017-08-09 | 20328 | 0 | Phoenix Solar Specialists LLC | Purchase
UNSEDG-00997 | 86406 | PV (Photovoltaic) | 14.388 | 23640 | Residential | Non-Incentive | 3 - Installed | 2017-04-25 | 2017-05-09 | 2017-08-10 | 47004 | 0 | Havasu Solar | Lease
UNSEDG-01027 | 86404 | PV (Photovoltaic) | 11.772 | 19272 | Residential | Non-Incentive | 3 - Installed | 2017-05-05 | 2017-05-09 | 2017-08-10 | 39593 | 0 | Streamline Solar Power Systems | Lease
UNSEDG-01064 | 86406 | PV (Photovoltaic) | 14.061 | 24734 | Residential | Non-Incentive | 3 - Installed | 2017-05-16 | 2017-05-18 | 2017-08-10 | 45115 | 0 | Streamline Solar Power Systems | Lease
UNSEDG-01087 | 86406 | PV (Photovoltaic) | 14.388 | 21658 | Residential | Non-Incentive | 3 - Installed | 2017-05-19 | 2017-05-26 | 2017-08-10 | 47057 | 0 | Streamline Solar Power Systems | Lease
UNSEDG-01113 | 86406 | PV (Photovoltaic) | 12.06 | 20978 | Residential | Non-Incentive | 3 - Installed | 2017-05-24 | 2017-05-30 | 2017-08-10 | 39195 | 0 | Esmay Electric, Inc. | Lease
UNSEDG-01155 | 86404 | PV (Photovoltaic) | 10.72 | 18794 | Residential | Non-Incentive | 3 - Installed | 2017-05-30 | 2017-06-06 | 2017-08-10 | 32160 | 0 | Esmay Electric, Inc. | Purchase
UNSEDG-01076 | 86404 | PV (Photovoltaic) | 13.407 | 23605 | Residential | Non-Incentive | 3 - Installed | 2017-05-17 | 2017-05-19 | 2017-08-11 | 44274 | 0 | Streamline Solar Power Systems | Lease
UNSEDG-01230 | 86413 | PV (Photovoltaic) | 8.58 | 14455 | Residential | Non-Incentive | 3 - Installed | 2017-06-26 | 2017-07-03 | 2017-08-11 | 26170 | 0 | Hybrid Solar | Purchase
UNSEDG-01202 | 86403 | PV (Photovoltaic) | 7.95 | 14245 | Residential | Non-Incentive | 3 - Installed | 2017-06-02 | 2017-06-06 | 2017-08-14 | 18682 | 0 | DGB Enterprises, Inc | Purchase
UNSEDG-01035 | 86406 | PV (Photovoltaic) | 10.72 | 18687 | Residential | Non-Incentive | 3 - Installed | 2017-05-08 | 2017-05-09 | 2017-08-15 | 35376 | 0 | Esmay Electric, Inc. | Lease
UNSEDG-01081 | 86406 | PV (Photovoltaic) | 13.734 | 24364 | Residential | Non-Incentive | 3 - Installed | 2017-05-19 | 2017-05-19 | 2017-08-15 | 45871 | 0 | Streamline Solar Power Systems | Lease
UNSEDG-00994 | 86403 | PV (Photovoltaic) | 14.388 | 25319 | Residential | Non-Incentive | 3 - Installed | 2017-04-24 | 2017-05-09 | 2017-08-17 | 50030.4 | 0 | Esmay Electric, Inc. | Lease
UNSEDG-01005 | 86403 | PV (Photovoltaic) | 11.772 | 19036 | Residential | Non-Incentive | 3 - Installed | 2017-04-26 | 2017-05-09 | 2017-08-17 | 39749 | 0 | Havasu Solar | Lease
UNSEDG-01060 | 86404 | PV (Photovoltaic) | 15.042 | 26461 | Residential | Non-Incentive | 3 - Installed | 2017-05-16 | 2017-05-23 | 2017-08-17 | 49638.6 | 0 | Esmay Electric, Inc. | Lease
UNSEDG-01069 | 86406 | PV (Photovoltaic) | 14.07 | 23880 | Residential | Non-Incentive | 3 - Installed | 2017-05-16 | 2017-05-18 | 2017-08-17 | 46431 | 0 | Esmay Electric, Inc. | Lease
UNSEDG-00972 | 86413 | PV (Photovoltaic) | 4.2 | 7997 | Residential | Non-Incentive | 3 - Installed | 2017-04-13 | 2017-05-05 | 2017-08-22 | 24125 | 0 | AZ Sun Services | Purchase
UNSEDG-01063 | 86413 | PV (Photovoltaic) | 7.848 | 14794 | Residential | Non-Incentive | 3 - Installed | 2017-05-16 | 2017-05-18 | 2017-08-22 | 26011 | 0 | Streamline Solar Power Systems | Lease
UNSEDG-00975 | 86406 | PV (Photovoltaic) | 14.388 | 25602 | Residential | Non-Incentive | 3 - Installed | 2017-04-17 | 2017-05-09 | 2017-08-23 | 47480.4 | 0 | Esmay Electric, Inc. | Lease
UNSEDG-01062 | 86406 | PV (Photovoltaic) | 13.11 | 21485 | Residential | Non-Incentive | 3 - Installed | 2017-05-16 | 2017-05-18 | 2017-08-23 | 43534 | 0 | Streamline Solar Power Systems | Lease
UNSEDG-01171 | 86406 | PV (Photovoltaic) | 13.734 | 25048 | Residential | Non-Incentive | 3 - Installed | 2017-05-30 | 2017-06-06 | 2017-08-23 | 44021 | 0 | Streamline Solar Power Systems | Lease
UNSEDG-01000 | 86404 | PV (Photovoltaic) | 12.426 | 20392 | Residential | Non-Incentive | 3 - Installed | 2017-04-25 | 2017-05-09 | 2017-08-24 | 41400 | 0 | Havasu Solar | Lease
UNSEDG-01044 | 86401 | PV (Photovoltaic) | 7.56 | 14320 | Residential | Non-Incentive | 3 - Installed | 2017-05-10 | 2017-05-11 | 2017-08-24 | 23625 | 0 | Angle Homes | Purchase
UNSEDG-01074 | 86406 | PV (Photovoltaic) | 11.772 | 20893 | Residential | Non-Incentive | 3 - Installed | 2017-05-17 | 2017-05-18 | 2017-08-24 | 37243 | 0 | Streamline Solar Power Systems | Lease
UNSEDG-01100 | 86403 | PV (Photovoltaic) | 11.39 | 19518 | Residential | Non-Incentive | 3 - Installed | 2017-05-23 | 2017-05-30 | 2017-08-24 | 37787 | 0 | Esmay Electric, Inc. | Lease
UNSEDG-01135 | 86404 | PV (Photovoltaic) | 14.07 | 24547 | Residential | Non-Incentive | 3 - Installed | 2017-05-26 | 2017-05-30 | 2017-08-24 | 48519.4 | 0 | Esmay Electric, Inc. | Purchase
UNSEDG-01139 | 86406 | PV (Photovoltaic) | 13.734 | 24625 | Residential | Non-Incentive | 3 - Installed | 2017-05-30 | 2017-06-06 | 2017-08-24 | 43321 | 0 | Streamline Solar Power Systems | Lease
UNSEDG-01204 | 85648 | PV (Photovoltaic) | 3.51 | 5836 | Residential | Non-Incentive | 3 - Installed | 2017-06-02 | 2017-06-08 | 2017-08-24 | 15000 | 0 | Eco 365 Specialist Inc | Purchase
UNSEDG-01012 | 86403 | PV (Photovoltaic) | 10.464 | 19124 | Residential | Non-Incentive | 3 - Installed | 2017-04-28 | 2017-05-09 | 2017-08-25 | 35838 | 0 | Havasu Solar | Lease
UNSEDG-01078 | 86404 | PV (Photovoltaic) | 14.07 | 24117 | Residential | Non-Incentive | 3 - Installed | 2017-05-17 | 2017-05-19 | 2017-08-25 | 46431 | 0 | Esmay Electric, Inc. | Lease
UNSEDG-01121 | 86406 | PV (Photovoltaic) | 13.734 | 22211 | Residential | Non-Incentive | 3 - Installed | 2017-05-25 | 2017-05-30 | 2017-08-25 | 44358 | 0 | Streamline Solar Power Systems | Lease
UNSEDG-01127 | 86406 | PV (Photovoltaic) | 13.734 | 24515 | Residential | Non-Incentive | 3 - Installed | 2017-05-25 | 2017-05-30 | 2017-08-25 | 45271 | 0 | Streamline Solar Power Systems | Lease
UNSEDG-01249 | 86404 | PV (Photovoltaic) | 8.91 | 16163 | Residential | Non-Incentive | 3 - Installed | 2017-07-10 | 2017-07-12 | 2017-08-25 | 25285 | 0 | Hybrid Solar | Purchase
UNSEDG-01029 | 86406 | PV (Photovoltaic) | 7.37 | 13143 | Residential | Non-Incentive | 3 - Installed | 2017-05-05 | 2017-05-09 | 2017-08-29 | 24571 | 0 | Esmay Electric, Inc. | Lease
UNSEDG-01072 | 86404 | PV (Photovoltaic) | 11.52 | 20128 | Residential | Non-Incentive | 3 - Installed | 2017-05-17 | 2017-06-07 | 2017-08-29 | 38016 | 0 | Esmay Electric, Inc. | Lease
UNSEDG-01191 | 86406 | PV (Photovoltaic) | 14.07 | 24411 | Residential | Non-Incentive | 3 - Installed | 2017-05-31 | 2017-06-06 | 2017-08-29 | 45410 | 0 | Streamline Solar Power Systems | Lease
UNSEDG-01212 | 85648 | PV (Photovoltaic) | 10.6 | 17493 | Residential | Non-Incentive | 3 - Installed | 2017-06-13 | 2017-06-16 | 2017-08-30 | 21942 | 0 | Erus Builders, LLC dba Erus Energy | Purchase
UNSEDG-01068 | 86406 | PV (Photovoltaic) | 13.08 | 21551 | Residential | Non-Incentive | 3 - Installed | 2017-05-16 | 2017-05-18 | 2017-08-31 | 43164 | 0 | Esmay Electric, Inc. | Lease
UNSEDG-01073 | 85640 | PV (Photovoltaic) | 5.94 | 10977 | Residential | Non-Incentive | 3 - Installed | 2017-05-17 | 2017-05-30 | 2017-08-31 | 15583 | 0 | GeoInnovation, LLC | Purchase
UNSEDG-01077 | 86404 | PV (Photovoltaic) | 13.4 | 23307 | Residential | Non-Incentive | 3 - Installed | 2017-05-18 | 2017-05-19 | 2017-08-31 | 44220 | 0 | Esmay Electric, Inc. | Lease
UNSEDG-01233 | 86403 | PV (Photovoltaic) | 11.55 | 20464 | Residential | Non-Incentive | 3 - Installed | 2017-06-26 | 2017-07-18 | 2017-08-31 | 40425 | 0 | Hybrid Solar | Purchase
UNSEDG-01099 | 86401 | PV (Photovoltaic) | 14.07 | 22967 | Residential | Non-Incentive | 3 - Installed | 2017-05-23 | 2017-05-30 | 2017-09-01 | 46431 | 0 | Esmay Electric, Inc. | Lease
UNSEDG-01254 | 85648 | PV (Photovoltaic) | 6.4 | 11675 | Residential | Non-Incentive | 3 - Installed | 2017-07-10 | 2017-07-12 | 2017-09-01 | 19687.5 | 0 | Felix Electric LLC | Purchase
UNSEDG-01277 | 85621 | PV (Photovoltaic) | 4.13 | 7185 | Residential | Non-Incentive | 3 - Installed | 2017-07-31 | 2017-08-01 | 2017-09-01 | 23352 | 0 | Phoenix Solar Specialists LLC | Purchase
UNSEDG-00918 | 85648 | PV (Photovoltaic) | 4.35 | 7584 | Residential | Non-Incentive | 3 - Installed | 2017-03-24 | 2017-04-11 | 2017-09-05 | 19448 | 0 | SolarCity Corporation | Lease
UNSEDG-01058 | 85621 | PV (Photovoltaic) | 40.3 | 69652 | Non-Residential | Non-Incentive | 3 - Installed | 2017-05-16 | 2017-05-30 | 2017-09-05 | 90675 | 0 | Smart Solar Solutions, LLC | Purchase
UNSEDG-01256 | 86409 | PV (Photovoltaic) | 9.24 | 17407 | Residential | Non-Incentive | 3 - Installed | 2017-07-12 | 2017-07-12 | 2017-09-05 | 31331 | 0 | Hybrid Solar | Purchase
UNSEDG-01065 | 86406 | PV (Photovoltaic) | 11.772 | 21176 | Residential | Non-Incentive | 3 - Installed | 2017-05-16 | 2017-05-18 | 2017-09-06 | 38847.6 | 0 | Esmay Electric, Inc. | Lease
UNSEDG-01236 | 86404 | PV (Photovoltaic) | 8.97 | 16187 | Residential | Non-Incentive | 3 - Installed | 2017-06-27 | 2017-07-03 | 2017-09-06 | 28524 | 0 | Havasu Solar | Lease
UNSEDG-01252 | 86403 | PV (Photovoltaic) | 6.7 | 12121 | Residential | Non-Incentive | 3 - Installed | 2017-07-10 | 2017-07-12 | 2017-09-06 | 20100 | 0 | Esmay Electric, Inc. | Purchase
UNSEDG-01006 | 86406 | PV (Photovoltaic) | 8.829 | 14384 | Residential | Non-Incentive | 3 - Installed | 2017-04-26 | 2017-05-23 | 2017-09-07 | 28252 | 0 | Havasu Solar | Lease
UNSEDG-01023 | 86406 | PV (Photovoltaic) | 4.95 | 8174 | Residential | Non-Incentive | 3 - Installed | 2017-05-04 | 2017-05-16 | 2017-09-07 | 18800 | 0 | Maverick General Contractor dba New Sun Energies | Purchase
UNSEDG-01050 | 86406 | PV (Photovoltaic) | 10.005 | 16090 | Residential | Non-Incentive | 3 - Installed | 2017-05-12 | 2017-05-26 | 2017-09-07 | 31900 | 0 | Havasu Solar | Lease
UNSEDG-01272 | 86403 | PV (Photovoltaic) | 4.9 | 8828 | Residential | Non-Incentive | 3 - Installed | 2017-07-28 | 2017-08-01 | 2017-09-07 | 19375 | 0 | Tri State Solar & Wind Corp | Purchase
UNSEDG-01297 | 86404 | PV (Photovoltaic) | 13.4 | 24370 | Residential | Non-Incentive | 3 - Installed | 2017-08-07 | 2017-08-10 | 2017-09-07 | 45694 | 0 | Esmay Electric, Inc. | Purchase
UNSEDG-01085 | 86406 | PV (Photovoltaic) | 15.075 | 27012 | Residential | Non-Incentive | 3 - Installed | 2017-05-19 | 2017-05-19 | 2017-09-08 | 49747.5 | 0 | Esmay Electric, Inc. | Lease
UNSEDG-01089 | 86406 | PV (Photovoltaic) | 14.07 | 23494 | Residential | Non-Incentive | 3 - Installed | 2017-05-19 | 2017-05-23 | 2017-09-08 | 46431 | 0 | Esmay Electric Inc | Lease
UNSEDG-01280 | 86403 | PV (Photovoltaic) | 8.375 | 14693 | Residential | Non-Incentive | 3 - Installed | 2017-08-02 | 2017-08-10 | 2017-09-08 | 27456 | 0 | Hybrid Solar | Purchase
UNSEDG-00977 | 86406 | PV (Photovoltaic) | 12.753 | 22412 | Residential | Non-Incentive | 3 - Installed | 2017-04-17 | 2017-05-09 | 2017-09-11 | 41171 | 0 | Havasu Solar | Lease
UNSEDG-00998 | 86404 | PV (Photovoltaic) | 9.156 | 16707 | Residential | Non-Incentive | 3 - Installed | 2017-04-25 | 2017-05-23 | 2017-09-11 | 31939 | 0 | Havasu Solar | Lease
UNSEDG-01019 | 86406 | PV (Photovoltaic) | 14.388 | 23285 | Residential | Non-Incentive | 3 - Installed | 2017-05-03 | 2017-05-09 | 2017-09-11 | 46761 | 0 | Havasu Solar | Lease
UNSEDG-01024 | 86403 | PV (Photovoltaic) | 13.734 | 22793 | Residential | Non-Incentive | 3 - Installed | 2017-05-04 | 2017-05-09 | 2017-09-11 | 45299 | 0 | Havasu Solar | Lease
UNSEDG-01092 | 86404 | PV (Photovoltaic) | 11.385 | 19766 | Residential | Non-Incentive | 3 - Installed | 2017-05-22 | 2017-05-23 | 2017-09-11 | 38240 | 0 | Havasu Solar | Lease
UNSEDG-01105 | 86404 | PV (Photovoltaic) | 4.69 | 8181 | Residential | Non-Incentive | 3 - Installed | 2017-05-23 | 2017-05-30 | 2017-09-11 | 15477 | 0 | Esmay Electric, Inc. | Lease
UNSEDG-01112 | 86403 | PV (Photovoltaic) | 9.66 | 17732 | Residential | Non-Incentive | 3 - Installed | 2017-05-24 | 2017-05-30 | 2017-09-11 | 30912 | 0 | Havasu Solar | Lease
UNSEDG-01147 | 86406 | PV (Photovoltaic) | 13.08 | 21321 | Residential | Non-Incentive | 3 - Installed | 2017-05-30 | 2017-06-06 | 2017-09-11 | 43923 | 0 | Streamline Solar Power Systems | Lease
UNSEDG-01101 | 86406 | PV (Photovoltaic) | 10.05 | 17656 | Residential | Non-Incentive | 3 - Installed | 2017-05-23 | 2017-05-30 | 2017-09-13 | 33165 | 0 | Esmay Electric, Inc. | Lease
UNSEDG-01106 | 86406 | PV (Photovoltaic) | 11.39 | 20189 | Residential | Non-Incentive | 3 - Installed | 2017-05-23 | 2017-05-30 | 2017-09-13 | 37587 | 0 | Esmay Electric, Inc. | Lease
UNSEDG-01123 | 86404 | PV (Photovoltaic) | 10.385 | 17503 | Residential | Non-Incentive | 3 - Installed | 2017-05-25 | 2017-05-30 | 2017-09-13 | 34270.5 | 0 | Esmay Electric, Inc. | Lease
UNSEDG-01125 | 86406 | PV (Photovoltaic) | 10.72 | 18928 | Residential | Non-Incentive | 3 - Installed | 2017-05-25 | 2017-05-30 | 2017-09-13 | 35376 | 0 | Esmay Electric, Inc. | Lease
UNSEDG-01140 | 86406 | PV (Photovoltaic) | 11.04 | 20190 | Residential | Non-Incentive | 3 - Installed | 2017-05-30 | 2017-06-02 | 2017-09-13 | 35716 | 0 | Streamline Solar Power Systems | Lease
UNSEDG-01141 | 86404 | PV (Photovoltaic) | 13.455 | 24551 | Residential | Non-Incentive | 3 - Installed | 2017-05-30 | 2017-06-02 | 2017-09-13 | 44792 | 0 | Streamline Solar Power Systems | Lease
UNSEDG-01150 | 86403 | PV (Photovoltaic) | 10.72 | 19574 | Residential | Non-Incentive | 3 - Installed | 2017-05-30 | 2017-06-06 | 2017-09-13 | 22110 | 0 | Esmay Electric, Inc. | Lease
UNSEDG-01160 | 86406 | PV (Photovoltaic) | 14.061 | 23741 | Residential | Non-Incentive | 3 - Installed | 2017-05-30 | 2017-06-06 | 2017-09-13 | 46401.3 | 0 | Esmay Electric, Inc. | Lease
UNSEDG-01246 | 86406 | PV (Photovoltaic) | 8.502 | 15286 | Residential | Non-Incentive | 3 - Installed | 2017-07-06 | 2017-07-11 | 2017-09-13 | 27206 | 0 | Havasu Solar | Lease
UNSEDG-01312 | 86403 | PV (Photovoltaic) | 8.97 | 16902 | Residential | Non-Incentive | 3 - Installed | 2017-08-14 | 2017-08-22 | 2017-09-13 | 26013 | 0 | AAA Electric Inc | Purchase
UNSEDG-01320 | 86406 | PV (Photovoltaic) | 12.06 | 21878 | Residential | Non-Incentive | 3 - Installed | 2017-08-16 | 2017-08-22 | 2017-09-13 | 39850 | 0 | Hybrid Solar | Purchase
UNSEDG-01093 | 86406 | PV (Photovoltaic) | 14.07 | 25604 | Residential | Non-Incentive | 3 - Installed | 2017-05-22 | 2017-05-23 | 2017-09-14 | 46431 | 0 | Esmay Electric, Inc. | Lease
UNSEDG-01098 | 86406 | PV (Photovoltaic) | 11.39 | 19250 | Residential | Non-Incentive | 3 - Installed | 2017-05-23 | 2017-05-30 | 2017-09-14 | 38787 | 0 | Esmay Electric, Inc. | Lease
UNSEDG-01117 | 86406 | PV (Photovoltaic) | 13.734 | 24400 | Residential | Non-Incentive | 3 - Installed | 2017-05-25 | 2017-05-30 | 2017-09-15 | 44258 | 0 | Streamline Solar Power Systems | Lease
UNSEDG-01119 | 86406 | PV (Photovoltaic) | 13.08 | 23265 | Residential | Non-Incentive | 3 - Installed | 2017-05-25 | 2017-05-30 | 2017-09-15 | 42427 | 0 | Streamline Solar Power Systems | Lease
UNSEDG-01187 | 86403 | PV (Photovoltaic) | 8.71 | 15297 | Residential | Non-Incentive | 3 - Installed | 2017-05-31 | 2017-06-06 | 2017-09-15 | 27637.5 | 0 | Esmay Electric, Inc. | Lease
UNSEDG-01288 | 86426 | PV (Photovoltaic) | 3.54 | 6417 | Residential | Non-Incentive | 3 - Installed | 2017-08-04 | 2017-08-10 | 2017-09-15 | 23748 | 0 | Phoenix Solar Specialists LLC | Purchase
UNSEDG-00901 | 85646 | PV (Photovoltaic) | 8.4 | 15183 | Residential | Non-Incentive | 3 - Installed | 2017-03-16 | 2017-03-27 | 2017-09-18 | 23000 | 0 | ABCO SOLAR | Purchase
UNSEDG-01144 | 86401 | PV (Photovoltaic) | 14.388 | 27539 | Residential | Non-Incentive | 3 - Installed | 2017-05-30 | 2017-06-02 | 2017-09-19 | 47057.3 | 0 | Streamline Solar Power Systems | Lease
UNSEDG-01157 | 86401 | PV (Photovoltaic) | 14.07 | 26402 | Residential | Non-Incentive | 3 - Installed | 2017-05-30 | 2017-06-06 | 2017-09-19 | 46431 | 0 | Esmay Electric, Inc. | Lease
UNSEDG-01193 | 86406 | PV (Photovoltaic) | 11.73 | 21235 | Residential | Non-Incentive | 3 - Installed | 2017-05-31 | 2017-06-06 | 2017-09-19 | 37918 | 0 | Streamline Solar Power Systems | Lease
UNSEDG-01258 | 86403 | PV (Photovoltaic) | 10.72 | 19116 | Residential | Non-Incentive | 3 - Installed | 2017-07-13 | 2017-07-17 | 2017-09-19 | 32160 | 0 | Esmay Electric, Inc. | Purchase
UNSEDG-01276 | 86401 | PV (Photovoltaic) | 6.96 | 12494 | Residential | Non-Incentive | 3 - Installed | 2017-07-31 | 2017-08-03 | 2017-09-19 | 26056 | 0 | DGB Enterprises, Inc | Purchase
UNSEDG-01142 | 86404 | PV (Photovoltaic) | 14.388 | 26173 | Residential | Non-Incentive | 3 - Installed | 2017-05-30 | 2017-06-06 | 2017-09-20 | 47057 | 0 | Streamline Solar Power Systems | Lease
UNSEDG-01149 | 86406 | PV (Photovoltaic) | 8.04 | 14073 | Residential | Non-Incentive | 3 - Installed | 2017-05-30 | 2017-06-06 | 2017-09-20 | 26532 | 0 | Esmay Electric, Inc. | Lease
UNSEDG-01120 | 86404 | PV (Photovoltaic) | 9.38 | 17011 | Residential | Non-Incentive | 3 - Installed | 2017-05-25 | 2017-05-30 | 2017-09-21 | 30954 | 0 | Esmay Electric, Inc. | Lease
UNSEDG-01161 | 86406 | PV (Photovoltaic) | 18.312 | 31962 | Residential | Non-Incentive | 3 - Installed | 2017-05-30 | 2017-06-06 | 2017-09-21 | 60429.6 | 0 | Esmay Electric, Inc. | Lease
UNSEDG-01311 | 86401 | PV (Photovoltaic) | 7.5 | 13459 | Residential | Non-Incentive | 3 - Installed | 2017-04-30 | 2017-08-22 | 2017-09-21 | 19275 | 0 | G & T Electric, Inc. | Purchase
UNSEDG-01126 | 86406 | PV (Photovoltaic) | 9.38 | 16695 | Residential | Non-Incentive | 3 - Installed | 2017-05-25 | 2017-05-30 | 2017-09-22 | 31045 | 0 | Streamline Solar Power Systems | Lease
UNSEDG-01240 | 86440 | PV (Photovoltaic) | 5.4 | 8697 | Residential | Non-Incentive | 3 - Installed | 2017-06-29 | 2017-07-03 | 2017-09-22 | 31050 | 0 | Phoenix Solar Specialists LLC | Purchase
UNSEDG-01265 | 86406 | PV (Photovoltaic) | 8.71 | 15092 | Residential | Non-Incentive | 3 - Installed | 2017-07-20 | 2017-07-27 | 2017-09-22 | 29788.2 | 0 | Esmay Electric, Inc. | Purchase
UNSEDG-01271 | 86406 | PV (Photovoltaic) | 6.3 | 10883 | Residential | Non-Incentive | 3 - Installed | 2017-07-28 | 2017-08-03 | 2017-09-22 | 23950 | 0 | Tri State Solar & Wind Corp | Purchase
UNSEDG-01341 | 86406 | PV (Photovoltaic) | 10.72 | 18157 | Residential | Non-Incentive | 3 - Installed | 2017-08-23 | 2017-09-06 | 2017-09-22 | 35376 | 0 | Esmay Electric, Inc. | Lease
UNSEDG-01343 | 86406 | PV (Photovoltaic) | 3.35 | 5855 | Residential | Non-Incentive | 3 - Installed | 2017-08-24 | 2017-09-06 | 2017-09-22 | 11055 | 0 | Esmay Electric, Inc. | Lease
UNSEDG-01136 | 86406 | PV (Photovoltaic) | 10.05 | 17844 | Residential | Non-Incentive | 3 - Installed | 2017-05-26 | 2017-05-30 | 2017-09-25 | 32373 | 0 | Esmay Electric, Inc. | Lease
UNSEDG-01145 | 86406 | PV (Photovoltaic) | 10.385 | 19171 | Residential | Non-Incentive | 3 - Installed | 2017-05-30 | 2017-06-21 | 2017-09-25 | 34015 | 0 | Streamline Solar Power Systems | Lease
UNSEDG-01179 | 86406 | PV (Photovoltaic) | 14.07 | 25374 | Residential | Non-Incentive | 3 - Installed | 2017-05-31 | 2017-06-06 | 2017-09-25 | 46431 | 0 | Esmay Electric, Inc. | Lease
UNSEDG-01330 | 86403 | PV (Photovoltaic) | 3.245 | 5330 | Residential | Non-Incentive | 3 - Installed | 2017-08-22 | 2017-08-31 | 2017-09-25 | 20108 | 0 | Phoenix Solar Specialists LLC | Purchase
UNSEDG-01310 | 86406 | PV (Photovoltaic) | 3.35 | 6123 | Residential | Non-Incentive | 3 - Installed | 2017-08-14 | 2017-08-22 | 2017-09-26 | 10000 | 0 | Hybrid Solar | Purchase
UNSEDG-01159 | 86406 | PV (Photovoltaic) | 11.39 | 19474 | Residential | Non-Incentive | 3 - Installed | 2017-05-30 | 2017-06-06 | 2017-09-27 | 37587 | 0 | Esmay Electric, Inc. | Lease
UNSEDG-01169 | 86406 | PV (Photovoltaic) | 13.4 | 23018 | Residential | Non-Incentive | 3 - Installed | 2017-05-31 | 2017-06-06 | 2017-09-27 | 44220 | 0 | Esmay Electric, Inc. | Lease
UNSEDG-01174 | 86406 | PV (Photovoltaic) | 11.118 | 18916 | Residential | Non-Incentive | 3 - Installed | 2017-05-31 | 2017-06-06 | 2017-09-27 | 36689.4 | 0 | Esmay Electric, Inc. | Lease
UNSEDG-01313 | 86403 | PV (Photovoltaic) | 10.72 | 19107 | Residential | Non-Incentive | 3 - Installed | 2017-08-14 | 2017-08-22 | 2017-09-28 | 37729.06 | 0 | Esmay Electric, Inc. | Purchase
UNSEDG-00982 | 86404 | PV (Photovoltaic) | 9.156 | 16635 | Residential | Non-Incentive | 3 - Installed | 2016-12-28 | 2017-05-09 | 2017-10-04 | 29750 | 0 | Streamline Solar Power Systems | Lease
UNSEDG-00987 | 86406 | PV (Photovoltaic) | 5.559 | 9494 | Residential | Non-Incentive | 3 - Installed | 2017-04-21 | 2017-05-09 | 2017-10-04 | 18344.7 | 0 | Esmay Electric, Inc. | Lease
UNSEDG-01114 | 86406 | PV (Photovoltaic) | 8.04 | 14594 | Residential | Non-Incentive | 3 - Installed | 2017-05-24 | 2017-05-30 | 2017-10-04 | 26532 | 0 | Esmay Electric, Inc. | Lease
UNSEDG-01131 | 86401 | PV (Photovoltaic) | 14.07 | 24253 | Residential | Non-Incentive | 3 - Installed | 2017-05-26 | 2017-06-06 | 2017-10-04 | 46431 | 0 | Esmay Electric, Inc. | Lease
UNSEDG-01173 | 86403 | PV (Photovoltaic) | 9.315 | 17025 | Residential | Non-Incentive | 3 - Installed | 2017-05-31 | 2017-06-25 | 2017-10-04 | 29550 | 0 | Havasu Solar | Lease
UNSEDG-01181 | 86406 | PV (Photovoltaic) | 12.73 | 22262 | Residential | Non-Incentive | 3 - Installed | 2017-05-31 | 2017-06-21 | 2017-10-04 | 42009 | 0 | Esmay Electric, Inc. | Lease
UNSEDG-01210 | 86404 | PV (Photovoltaic) | 10.72 | 19085 | Residential | Non-Incentive | 3 - Installed | 2017-06-13 | 2017-06-16 | 2017-10-04 | 35376 | 0 | Esmay Electric, Inc. | Lease
UNSEDG-01295 | 86403 | PV (Photovoltaic) | 10.72 | 18446 | Residential | Non-Incentive | 3 - Installed | 2017-08-07 | 2017-08-10 | 2017-10-04 | 32160 | 0 | Esmay Electric, Inc. | Purchase
UNSEDG-01075 | 85646 | PV (Photovoltaic) | 9.23 | 16738 | Residential | Non-Incentive | 3 - Installed | 2017-05-17 | 2017-05-18 | 2017-10-06 | 15500 | 0 | self Install | Purchase
UNSEDG-01146 | 86413 | PV (Photovoltaic) | 14.388 | 27186 | Residential | Non-Incentive | 3 - Installed | 2017-05-30 | 2017-06-02 | 2017-10-06 | 50206 | 0 | Streamline Solar Power Systems | Lease
UNSEDG-01162 | 86404 | PV (Photovoltaic) | 14.07 | 24594 | Residential | Non-Incentive | 3 - Installed | 2017-05-30 | 2017-06-06 | 2017-10-06 | 46431 | 0 | Esmay Electric, Inc. | Lease
UNSEDG-01209 | 86403 | PV (Photovoltaic) | 10.72 | 18556 | Residential | Non-Incentive | 3 - Installed | 2017-06-12 | 2017-06-15 | 2017-10-06 | 35376 | 0 | Esmay Electric, Inc. | Lease
UNSEDG-01303 | 86406 | PV (Photovoltaic) | 4.02 | 6830 | Residential | Non-Incentive | 3 - Installed | 2017-08-10 | 2017-08-22 | 2017-10-06 | 11859 | 0 | Hybrid Solar | Purchase
UNSEDG-01124 | 86406 | PV (Photovoltaic) | 13.8 | 21569 | Residential | Non-Incentive | 3 - Installed | 2017-05-25 | 2017-05-30 | 2017-10-09 | 45500 | 0 | Streamline Solar Power Systems | Lease
UNSEDG-01154 | 86404 | PV (Photovoltaic) | 14.07 | 25604 | Residential | Non-Incentive | 3 - Installed | 2017-05-30 | 2017-06-06 | 2017-10-09 | 46431 | 0 | Esmay Electric, Inc. | Lease
UNSEDG-01319 | 86404 | PV (Photovoltaic) | 8.04 | 13101 | Residential | Non-Incentive | 3 - Installed | 2017-08-14 | 2017-08-22 | 2017-10-09 | 28235.71 | 0 | Hybrid Solar | Purchase
UNSEDG-01253 | 85621 | PV (Photovoltaic) | 8.19 | 12511 | Residential | Non-Incentive | 3 - Installed | 2017-06-30 | 2017-07-11 | 2017-10-10 | 20442 | 0 | Falshaw's Electric LLC | Purchase
UNSEDG-01030 | 86406 | PV (Photovoltaic) | 29.43 | 51912 | Residential | Non-Incentive | 3 - Installed | 2017-05-05 | 2017-05-09 | 2017-10-11 | 105619 | 0 | Esmay Electric, Inc. | Lease
UNSEDG-01268 | 86406 | PV (Photovoltaic) | 8.04 | 13213 | Residential | Non-Incentive | 3 - Installed | 2017-07-24 | 2017-07-27 | 2017-10-11 | 24120 | 0 | Esmay Electric, Inc. | Purchase
UNSEDG-01369 | 86401 | PV (Photovoltaic) | 6.09 | 9253 | Residential | Non-Incentive | 3 - Installed | 2017-09-14 | 2017-09-22 | 2017-10-11 | 15675 | 0 | Angle Homes | Purchase
UNSEDG-01274 | 86403 | PV (Photovoltaic) | 11.31 | 19086 | Residential | Non-Incentive | 3 - Installed | 2017-07-31 | 2017-08-10 | 2017-10-13 | 26578 | 0 | Plus Electric | Purchase
UNSEDG-01296 | 86413 | PV (Photovoltaic) | 3.835 | 6737 | Residential | Non-Incentive | 3 - Installed | 2017-08-07 | 2017-08-10 | 2017-10-13 | 27268 | 0 | Phoenix Solar Specialists LLC | Purchase
UNSEDG-01356 | 85648 | PV (Photovoltaic) | 6 | 10529 | Residential | Non-Incentive | 3 - Installed | 2017-09-05 | 2017-09-06 | 2017-10-13 | 26400 | 0 | SolarCity Corporation | Lease
UNSEDG-01218 | 86406 | PV (Photovoltaic) | 11.04 | 19495 | Residential | Non-Incentive | 3 - Installed | 2017-06-21 | 2017-06-25 | 2017-10-16 | 36432 | 0 | Esmay Electric, Inc. | Lease
UNSEDG-01304 | 86406 | PV (Photovoltaic) | 6.38 | 11403 | Residential | Non-Incentive | 3 - Installed | 2017-08-02 | 2017-08-10 | 2017-10-17 | 20416 | 0 | New Sun Energies | Purchase
UNSEDG-01345 | 86406 | PV (Photovoltaic) | 11.04 | 18599 | Residential | Non-Incentive | 3 - Installed | 2017-08-24 | 2017-08-31 | 2017-10-17 | 33120 | 0 | Esmay Electric, Inc. | Purchase
UNSEDG-01134 | 86404 | PV (Photovoltaic) | 14.07 | 25248 | Residential | Non-Incentive | 3 - Installed | 2017-05-26 | 2017-06-06 | 2017-10-18 | 46431 | 0 | Esmay Electric, Inc. | Lease
UNSEDG-01216 | 86404 | PV (Photovoltaic) | 11.04 | 19888 | Residential | Non-Incentive | 3 - Installed | 2017-06-19 | 2017-06-30 | 2017-10-18 | 36932 | 0 | Esmay Electric, Inc. | Lease
UNSEDG-01243 | 86403 | PV (Photovoltaic) | 11.04 | 20104 | Residential | Non-Incentive | 3 - Installed | 2017-07-03 | 2017-07-06 | 2017-10-19 | 37632 | 0 | Esmay Electric, Inc. | Lease
UNSEDG-01223 | 86406 | PV (Photovoltaic) | 11.04 | 19952 | Residential | Non-Incentive | 3 - Installed | 2017-06-22 | 2017-06-30 | 2017-10-20 | 36900 | 0 | Havasu Solar | Lease
UNSEDG-01226 | 86406 | PV (Photovoltaic) | 10.005 | 16118 | Residential | Non-Incentive | 3 - Installed | 2017-06-23 | 2017-06-30 | 2017-10-20 | 37030 | 0 | Phoenix Solar Specialists LLC | Purchase
UNSEDG-01331 | 86403 | PV (Photovoltaic) | 9.92 | 16371 | Residential | Non-Incentive | 3 - Installed | 2017-08-22 | 2017-08-31 | 2017-10-20 | 28244 | 0 | Havasu Solar | Purchase
UNSEDG-00960 | 86406 | PV (Photovoltaic) | 11.772 | 20552 | Residential | Non-Incentive | 3 - Installed | 2017-04-07 | 2017-05-09 | 2017-10-23 | 38193 | 0 | Streamline Solar Power Systems | Lease
UNSEDG-01225 | 86406 | PV (Photovoltaic) | 11.04 | 19094 | Residential | Non-Incentive | 3 - Installed | 2017-06-23 | 2017-06-25 | 2017-10-23 | 36432 | 0 | Esmay Electric, Inc. | Lease
UNSEDG-01346 | 86406 | PV (Photovoltaic) | 8.75 | 15846 | Residential | Non-Incentive | 3 - Installed | 2017-08-25 | 2017-08-31 | 2017-10-23 | 33812.5 | 0 | Tri State Solar & Wind Corp | Purchase
UNSEDG-01143 | 86413 | PV (Photovoltaic) | 7.848 | 14795 | Residential | Non-Incentive | 3 - Installed | 2017-05-30 | 2017-06-02 | 2017-10-24 | 27419 | 0 | Streamline Solar Power Systems | Lease
UNSEDG-01380 | 86403 | PV (Photovoltaic) | 8.05 | 14784 | Residential | Non-Incentive | 3 - Installed | 2017-09-20 | 2017-09-29 | 2017-10-25 | 31187.5 | 0 | Tri State Solar & Wind Corp | Purchase
UNSEDG-01350 | 86404 | PV (Photovoltaic) | 10.05 | 17854 | Residential | Non-Incentive | 3 - Installed | 2017-08-29 | 2017-08-31 | 2017-10-26 | 30560 | 0 | Hybrid Solar | Purchase
UNSEDG-01358 | 86403 | PV (Photovoltaic) | 8.71 | 14840 | Residential | Non-Incentive | 3 - Installed | 2017-09-06 | 2017-09-20 | 2017-10-26 | 29701.1 | 0 | Esmay Electric, Inc. | Purchase
UNSEDG-01185 | 86404 | PV (Photovoltaic) | 14.07 | 24564 | Residential | Non-Incentive | 3 - Installed | 2017-05-31 | 2017-06-06 | 2017-10-27 | 46431 | 0 | Esmay Electric, Inc. | Lease
UNSEDG-01186 | 86403 | PV (Photovoltaic) | 14.145 | 26442 | Residential | Non-Incentive | 3 - Installed | 2017-05-26 | 2017-06-06 | 2017-10-27 | 44996 | 0 | Havasu Solar | Lease
UNSEDG-01232 | 86403 | PV (Photovoltaic) | 11.04 | 19749 | Residential | Non-Incentive | 3 - Installed | 2017-06-26 | 2017-06-30 | 2017-10-27 | 36432 | 0 | Esmay Electric, Inc. | Lease
UNSEDG-01328 | 86440 | PV (Photovoltaic) | 11.31 | 18983 | Residential | Non-Incentive | 3 - Installed | 2017-08-21 | 2017-08-22 | 2017-10-27 | 28000 | 0 | Plus Electric | Purchase
UNSEDG-01109 | 86406 | PV (Photovoltaic) | 6.4 | 11276 | Residential | Non-Incentive | 3 - Installed | 2017-05-24 | 2017-05-30 | 2017-11-02 | 21120 | 0 | Esmay Electric, Inc. | Purchase
UNSEDG-01170 | 86404 | PV (Photovoltaic) | 22.78 | 21134 | Residential | Non-Incentive | 3 - Installed | 2017-05-31 | 2017-06-06 | 2017-11-02 | 74787 | 0 | Streamline Solar Power Systems | Lease
UNSEDG-01281 | 86403 | PV (Photovoltaic) | 11.04 | 19615 | Residential | Non-Incentive | 3 - Installed | 2017-08-01 | 2017-08-10 | 2017-11-02 | 36432 | 0 | Esmay Electric, Inc. | Lease
UNSEDG-01338 | 86404 | PV (Photovoltaic) | 10.05 | 18192 | Residential | Non-Incentive | 3 - Installed | 2017-08-23 | 2017-08-31 | 2017-11-02 | 29647 | 0 | Hybrid Solar | Purchase
UNSEDG-01020 | 86404 | PV (Photovoltaic) | 11.118 | 19040 | Residential | Non-Incentive | 3 - Installed | 2017-05-03 | 2017-05-23 | 2017-11-03 | 36755 | 0 | Havasu Solar | Lease
UNSEDG-01376 | 86401 | PV (Photovoltaic) | 8.28 | 15756 | Residential | Non-Incentive | 3 - Installed | 2017-09-18 | 2017-09-26 | 2017-11-03 | 29613 | 0 | Streamline Solar Power Systems | Lease
UNSEDG-01080 | 85648 | PV (Photovoltaic) | 11.1 | 17905 | Residential | Non-Incentive | 3 - Installed | 2017-05-18 | 2017-05-19 | 2017-11-10 | 48840 | 0 | SolarCity Corporation | Lease
UNSEDG-01107 | 86406 | PV (Photovoltaic) | 14.388 | 25882 | Residential | Non-Incentive | 3 - Installed | 2017-05-24 | 2017-05-30 | 2017-11-10 | 47480.4 | 0 | Esmay Electric, Inc. | Lease
UNSEDG-01241 | 86406 | PV (Photovoltaic) | 10.72 | 19004 | Residential | Non-Incentive | 3 - Installed | 2017-06-29 | 2017-07-27 | 2017-11-10 | 35376 | 0 | Esmay Electric, Inc. | Lease
UNSEDG-01354 | 86401 | PV (Photovoltaic) | 7.695 | 12434 | Residential | Non-Incentive | 3 - Installed | 2017-09-01 | 2017-09-20 | 2017-11-10 | 11600 | 0 | ANGLE HOMES | Purchase
UNSEDG-01382 | 86406 | PV (Photovoltaic) | 5.52 | 9575 | Residential | Non-Incentive | 3 - Installed | 2017-09-20 | 2017-09-26 | 2017-11-10 | 16112 | 0 | Esmay Electric, Inc. | Purchase
UNSEDG-01298 | 86406 | PV (Photovoltaic) | 8.97 | 14999 | Residential | Non-Incentive | 3 - Installed | 2017-10-31 | 2017-08-10 | 2017-11-13 | 29635 | 0 | Streamline Solar Power Systems | Lease
UNSEDG-01158 | 86401 | PV (Photovoltaic) | 14.07 | 26286 | Residential | Non-Incentive | 3 - Installed | 2017-05-30 | 2017-06-06 | 2017-11-14 | 46431 | 0 | Esmay Electric, Inc. | Lease
UNSEDG-01188 | 86401 | PV (Photovoltaic) | 14.07 | 25794 | Residential | Non-Incentive | 3 - Installed | 2017-05-31 | 2017-06-06 | 2017-11-14 | 46431 | 0 | Esmay Electric, Inc. | Lease
UNSEDG-01335 | 86413 | PV (Photovoltaic) | 8.28 | 15951 | Residential | Non-Incentive | 3 - Installed | 2017-08-22 | 2017-08-31 | 2017-11-14 | 27247 | 0 | Streamline Solar Power Systems | Lease
UNSEDG-01132 | 86406 | PV (Photovoltaic) | 14.145 | 22667 | Residential | Non-Incentive | 3 - Installed | 2017-05-26 | 2017-06-06 | 2017-11-16 | 44548 | 0 | Havasu Solar | Lease
UNSEDG-01163 | 86409 | PV (Photovoltaic) | 14.07 | 25919 | Residential | Non-Incentive | 3 - Installed | 2017-05-30 | 2017-06-07 | 2017-11-16 | 40903.5 | 0 | Esmay Electric, Inc. | Lease
UNSEDG-01234 | 86406 | PV (Photovoltaic) | 11.04 | 19184 | Residential | Non-Incentive | 3 - Installed | 2017-06-26 | 2017-06-30 | 2017-11-16 | 36432 | 0 | Esmay Electric, Inc. | Lease
UNSEDG-01260 | 86406 | PV (Photovoltaic) | 11.04 | 19417 | Residential | Non-Incentive | 3 - Installed | 2017-07-14 | 2017-07-17 | 2017-11-16 | 36432 | 0 | Esmay Electric, Inc. | Lease
UNSEDG-01290 | 86406 | PV (Photovoltaic) | 11.04 | 19417 | Residential | Non-Incentive | 3 - Installed | 2017-08-04 | 2017-08-10 | 2017-11-16 | 36632 | 0 | Esmay Electric, Inc. | Lease
UNSEDG-01352 | 86403 | PV (Photovoltaic) | 8.97 | 15119 | Residential | Non-Incentive | 3 - Installed | 2017-08-31 | 2017-09-05 | 2017-11-16 | 29186 | 0 | Streamline Solar Power Systems | Lease
UNSEDG-01148 | 86406 | PV (Photovoltaic) | 14.49 | 25492 | Residential | Non-Incentive | 3 - Installed | 2017-05-30 | 2017-06-06 | 2017-11-17 | 46431 | 0 | Esmay Electric, Inc. | Lease
UNSEDG-01197 | 86404 | PV (Photovoltaic) | 14.49 | 25473 | Residential | Non-Incentive | 3 - Installed | 2017-06-01 | 2017-10-12 | 2017-11-17 | 44600 | 0 | Havasu Solar | Lease
UNSEDG-01283 | 86403 | PV (Photovoltaic) | 11.04 | 19776 | Residential | Non-Incentive | 3 - Installed | 2017-08-02 | 2017-08-10 | 2017-11-17 | 36632 | 0 | Esmay Electric, Inc. | Lease
UNSEDG-01344 | 86406 | PV (Photovoltaic) | 11.04 | 19457 | Residential | Non-Incentive | 3 - Installed | 2017-08-24 | 2017-08-31 | 2017-11-17 | 35900 | 0 | Havasu Solar Electric | Lease
UNSEDG-01166 | 86406 | PV (Photovoltaic) | 11.055 | 19513 | Residential | Non-Incentive | 3 - Installed | 2017-05-31 | 2017-06-06 | 2017-11-20 | 36481 | 0 | Streamline Solar Power Systems | Lease
UNSEDG-01231 | 86404 | PV (Photovoltaic) | 11.04 | 18909 | Residential | Non-Incentive | 3 - Installed | 2017-06-26 | 2017-06-30 | 2017-11-20 | 36432 | 0 | Esmay Electric, Inc. | Lease
UNSEDG-01315 | 86403 | PV (Photovoltaic) | 11.04 | 19160 | Residential | Non-Incentive | 3 - Installed | 2017-08-03 | 2017-08-22 | 2017-11-20 | 36432 | 0 | Esmay Electric, Inc. | Lease
UNSEDG-01371 | 86403 | PV (Photovoltaic) | 10.464 | 19231 | Residential | Non-Incentive | 3 - Installed | 2017-09-14 | 2017-09-20 | 2017-11-20 | 33275 | 0 | Havasu Solar | Lease
UNSEDG-01175 | 86403 | PV (Photovoltaic) | 12.765 | 22360 | Residential | Non-Incentive | 3 - Installed | 2017-05-31 | 2017-06-06 | 2017-11-21 | 40838 | 0 | Havasu Solar | Lease
UNSEDG-01251 | 86404 | PV (Photovoltaic) | 11.04 | 17176 | Residential | Non-Incentive | 3 - Installed | 2017-07-10 | 2017-07-11 | 2017-11-21 | 36432 | 0 | Esmay Electric, Inc. | Lease
UNSEDG-01257 | 86404 | PV (Photovoltaic) | 11.04 | 19236 | Residential | Non-Incentive | 3 - Installed | 2017-07-12 | 2017-07-18 | 2017-11-21 | 36432 | 0 | Esmay Electric, Inc. | Lease
UNSEDG-01263 | 86406 | PV (Photovoltaic) | 10.35 | 17901 | Residential | Non-Incentive | 3 - Installed | 2017-07-19 | 2017-07-24 | 2017-11-21 | 34155 | 0 | Esmay Electric, Inc. | Lease
UNSEDG-01279 | 86406 | PV (Photovoltaic) | 6.7 | 12173 | Residential | Non-Incentive | 3 - Installed | 2017-08-01 | 2017-08-10 | 2017-11-21 | 22770 | 0 | Esmay Electric, Inc. | Lease
UNSEDG-01411 | 86409 | PV (Photovoltaic) | 5.6 | 10070 | Residential | Non-Incentive | 3 - Installed | 2017-10-10 | 2017-10-12 | 2017-11-21 | 24625 | 0 | Tri State Solar & Wind Corp. | Purchase
UNSEDG-01049 | 86403 | PV (Photovoltaic) | 13.11 | 24245 | Residential | Non-Incentive | 3 - Installed | 2017-05-12 | 2017-05-16 | 2017-11-22 | 42869 | 0 | Havasu Solar | Lease
UNSEDG-01353 | 85648 | PV (Photovoltaic) | 7.67 | 12882 | Residential | Non-Incentive | 3 - Installed | 2017-09-01 | 2017-09-06 | 2017-11-22 | 30316 | 0 | SolarCity Corporation | Lease
UNSEDG-01048 | 86406 | PV (Photovoltaic) | 8.85 | 15243 | Residential | Non-Incentive | 3 - Installed | 2017-05-12 | 2017-05-16 | 2017-11-29 | 10000 | 0 | "Self Install" | Purchase
UNSEDG-01407 | 86406 | PV (Photovoltaic) | 12.06 | 21773 | Residential | Non-Incentive | 3 - Installed | 2017-10-09 | 2017-10-10 | 2017-11-29 | 35577 | 0 | Hybrid Solar | Purchase
UNSEDG-01359 | 86406 | PV (Photovoltaic) | 11.04 | 18323 | Residential | Non-Incentive | 3 - Installed | 2017-09-07 | 2017-09-20 | 2017-12-01 | 36432 | 0 | Esmay Electric, Inc. | Lease
UNSEDG-01402 | 86403 | PV (Photovoltaic) | 11.04 | 19600 | Residential | Non-Incentive | 3 - Installed | 2017-10-06 | 2017-10-10 | 2017-12-01 | 34224 | 0 | Esmay Electric, Inc. | Purchase
UNSEDG-01431 | 86403 | PV (Photovoltaic) | 9.9 | 17675 | Residential | Non-Incentive | 3 - Installed | 2017-10-19 | 2017-10-27 | 2017-12-01 | 29100 | 0 | Hybrid Solar | Purchase
UNSEDG-01461 | 86406 | PV (Photovoltaic) | 20.928 | 37217 | Residential | Non-Incentive | 3 - Installed | 2017-11-01 | 2017-11-08 | 2017-12-01 | 69062.4 | 0 | Esmay Electric, Inc. | Lease
UNSEDG-01108 | 86406 | PV (Photovoltaic) | 14.388 | 24917 | Residential | Non-Incentive | 3 - Installed | 2017-05-24 | 2017-05-30 | 2017-12-04 | 48919.2 | 0 | Esmay Electric, Inc. | Lease
UNSEDG-01199 | 86404 | PV (Photovoltaic) | 13.8 | 21767 | Residential | Non-Incentive | 3 - Installed | 2017-06-01 | 2017-10-12 | 2017-12-04 | 44201 | 0 | Havasu Solar | Lease
UNSEDG-01269 | 85648 | PV (Photovoltaic) | 6 | 9716 | Residential | Non-Incentive | 3 - Installed | 2017-07-27 | 2017-08-01 | 2017-12-04 | 27720 | 0 | SolarCity Corporation | Purchase
UNSEDG-01284 | 86403 | PV (Photovoltaic) | 11.04 | 19022 | Residential | Non-Incentive | 3 - Installed | 2017-08-02 | 2017-08-10 | 2017-12-04 | 36432 | 0 | Esmay Electric, Inc. | Lease
UNSEDG-01250 | 86404 | PV (Photovoltaic) | 11.04 | 20073 | Residential | Non-Incentive | 3 - Installed | 2017-07-10 | 2017-07-11 | 2017-12-05 | 36432 | 0 | Esmay Electric, Inc. | Lease
UNSEDG-01327 | 86406 | PV (Photovoltaic) | 8.28 | 14018 | Residential | Non-Incentive | 3 - Installed | 2017-08-21 | 2017-08-22 | 2017-12-05 | 27324 | 0 | Esmay Electric, Inc. | Lease
UNSEDG-01340 | 86404 | PV (Photovoltaic) | 11.04 | 19229 | Residential | Non-Incentive | 3 - Installed | 2017-08-23 | 2017-08-31 | 2017-12-05 | 36432 | 0 | Esmay Electric, Inc. | Lease
UNSEDG-01408 | 86403 | PV (Photovoltaic) | 12.06 | 21773 | Residential | Non-Incentive | 3 - Installed | 2017-10-09 | 2017-10-12 | 2017-12-05 | 35577 | 0 | Hybrid Solar | Purchase
UNSEDG-01432 | 86406 | PV (Photovoltaic) | 12.06 | 21829 | Residential | Non-Incentive | 3 - Installed | 2017-10-19 | 2017-10-27 | 2017-12-05 | 36500 | 0 | Hybrid Solar | Purchase
UNSEDG-01255 | 86406 | PV (Photovoltaic) | 11.04 | 20104 | Residential | Non-Incentive | 3 - Installed | 2017-07-12 | 2017-07-18 | 2017-12-06 | 36432 | 0 | Esmay Electric, Inc. | Lease
UNSEDG-01278 | 86406 | PV (Photovoltaic) | 11.04 | 19844 | Residential | Non-Incentive | 3 - Installed | 2017-07-31 | 2017-08-10 | 2017-12-06 | 37632 | 0 | Esmay Electric, Inc. | Lease
UNSEDG-01302 | 86406 | PV (Photovoltaic) | 11.04 | 19143 | Residential | Non-Incentive | 3 - Installed | 2017-08-08 | 2017-08-10 | 2017-12-06 | 36432 | 0 | Esmay Electric, Inc. | Lease
UNSEDG-01305 | 86403 | PV (Photovoltaic) | 11.04 | 20027 | Residential | Non-Incentive | 3 - Installed | 2017-08-10 | 2017-08-22 | 2017-12-06 | 36432 | 0 | Esmay Electric, Inc. | Lease
UNSEDG-01337 | 86406 | PV (Photovoltaic) | 10.35 | 18167 | Residential | Non-Incentive | 3 - Installed | 2017-08-23 | 2017-08-31 | 2017-12-06 | 34155 | 0 | Esmay Electric, Inc. | Lease
UNSEDG-01388 | 86406 | PV (Photovoltaic) | 6.3 | 11562 | Residential | Non-Incentive | 3 - Installed | 2017-09-27 | 2017-09-29 | 2017-12-06 | 24625 | 0 | Tri State Solar & Wind Corp | Purchase
UNSEDG-01395 | 86404 | PV (Photovoltaic) | 8.97 | 16835 | Residential | Non-Incentive | 3 - Installed | 2017-10-02 | 2017-10-10 | 2017-12-06 | 30135 | 0 | Streamline Solar Power Systems | Lease
UNSEDG-01323 | 86403 | PV (Photovoltaic) | 11.04 | 19417 | Residential | Non-Incentive | 3 - Installed | 2017-08-17 | 2017-08-22 | 2017-12-07 | 36432 | 0 | Esmay Electric, Inc. | Lease
UNSEDG-01332 | 86403 | PV (Photovoltaic) | 11.04 | 19787 | Residential | Non-Incentive | 3 - Installed | 2017-08-22 | 2017-08-31 | 2017-12-07 | 36432 | 0 | Esmay Electric, Inc. | Lease
UNSEDG-01368 | 86406 | PV (Photovoltaic) | 11.04 | 18864 | Residential | Non-Incentive | 3 - Installed | 2017-09-14 | 2017-09-26 | 2017-12-07 | 36652.8 | 0 | Esmay Electric, Inc. | Lease
UNSEDG-01436 | 86406 | PV (Photovoltaic) | 5.52 | 9621 | Residential | Non-Incentive | 3 - Installed | 2017-10-20 | 2017-10-27 | 2017-12-07 | 19485.6 | 0 | Esmay Electric, Inc. | Purchase
UNSEDG-01442 | 86406 | PV (Photovoltaic) | 12.06 | 21518 | Residential | Non-Incentive | 3 - Installed | 2017-10-24 | 2017-10-27 | 2017-12-07 | 35577 | 0 | Hybrid Solar | Purchase
UNSEDG-00862 | 86406 | PV (Photovoltaic) | 13.44 | 25044 | Residential | Non-Incentive | 3 - Installed | 2017-03-02 | 2017-03-15 | 2017-12-08 | 21788.46 | 0 | SELF INSTALL | Purchase
UNSEDG-01259 | 86403 | PV (Photovoltaic) | 11.04 | 19978 | Residential | Non-Incentive | 3 - Installed | 2017-07-13 | 2017-07-17 | 2017-12-08 | 36432 | 0 | Esmay Electric, Inc. | Purchase
UNSEDG-01314 | 86429 | PV (Photovoltaic) | 11.04 | 19776 | Residential | Non-Incentive | 3 - Installed | 2017-08-02 | 2017-08-22 | 2017-12-08 | 36432 | 0 | Esmay Electric, Inc. | Lease
UNSEDG-01333 | 86403 | PV (Photovoltaic) | 11.04 | 19127 | Residential | Non-Incentive | 3 - Installed | 2017-08-22 | 2017-08-31 | 2017-12-08 | 36432 | 0 | Esmay Electric, Inc. | Lease
UNSEDG-01372 | 86406 | PV (Photovoltaic) | 7.59 | 13298 | Residential | Non-Incentive | 3 - Installed | 2017-09-15 | 2017-09-26 | 2017-12-08 | 25047 | 0 | Esmay Electric, Inc. | Lease
UNSEDG-01387 | 86403 | PV (Photovoltaic) | 10.2 | 18096 | Residential | Non-Incentive | 3 - Installed | 2017-09-27 | 2017-10-10 | 2017-12-08 | 30600 | 0 | Hyrbid Solar | Purchase
UNSEDG-01416 | 86401 | PV (Photovoltaic) | 11.9 | 21842 | Residential | Non-Incentive | 3 - Installed | 2017-10-11 | 2017-10-27 | 2017-12-08 | 45625 | 0 | Tri State Solar & Wind Corp. | Purchase
UNSEDG-01326 | 86409 | PV (Photovoltaic) | 14.49 | 25882 | Residential | Non-Incentive | 3 - Installed | 2017-08-21 | 2017-08-22 | 2017-12-11 | 27324 | 0 | Esmay Electric, Inc. | Lease
UNSEDG-01051 | 86403 | PV (Photovoltaic) | 13.407 | 23642 | Residential | Non-Incentive | 3 - Installed | 2017-05-12 | 2017-05-16 | 2017-12-12 | 46041 | 0 | Havasu Solar | Lease
UNSEDG-01292 | 86403 | PV (Photovoltaic) | 11.73 | 20339 | Residential | Non-Incentive | 3 - Installed | 2017-08-07 | 2017-08-10 | 2017-12-12 | 39618 | 0 | Streamline Solar Power Systems | Lease
UNSEDG-01294 | 85624 | PV (Photovoltaic) | 14.3 | 23466 | Residential | Non-Incentive | 3 - Installed | 2017-08-07 | 2017-08-11 | 2017-12-12 | 30000 | 0 | Owner Install | Purchase
UNSEDG-01360 | 86406 | PV (Photovoltaic) | 2.01 | 3629 | Residential | Non-Incentive | 3 - Installed | 2017-09-08 | 2017-09-20 | 2017-12-12 | 5930 | 0 | Hybrid Solar | Purchase
UNSEDG-01361 | 86406 | PV (Photovoltaic) | 12.06 | 20711 | Residential | Non-Incentive | 3 - Installed | 2017-09-08 | 2017-09-20 | 2017-12-12 | 35577 | 0 | Hybrid Solar | Purchase
UNSEDG-01363 | 86404 | PV (Photovoltaic) | 11.04 | 19285 | Residential | Non-Incentive | 3 - Installed | 2017-09-11 | 2017-09-20 | 2017-12-12 | 36432 | 0 | Esmay Electric, Inc. | Lease
UNSEDG-01366 | 86406 | PV (Photovoltaic) | 11.04 | 19297 | Residential | Non-Incentive | 3 - Installed | 2017-09-14 | 2017-09-22 | 2017-12-12 | 36432 | 0 | Esmay Electric, Inc. | Lease
UNSEDG-01392 | 86406 | PV (Photovoltaic) | 11.04 | 18838 | Residential | Non-Incentive | 3 - Installed | 2017-09-27 | 2017-09-29 | 2017-12-12 | 35880 | 0 | Esmay Electric, Inc. | Lease
UNSEDG-01467 | 86403 | PV (Photovoltaic) | 5.52 | 9728 | Residential | Non-Incentive | 3 - Installed | 2017-11-02 | 2017-11-08 | 2017-12-12 | 18312 | 0 | Esmay Electric, Inc. | Purchase
UNSEDG-01293 | 86403 | PV (Photovoltaic) | 7.37 | 13198 | Residential | Non-Incentive | 3 - Installed | 2017-08-07 | 2017-08-10 | 2017-12-13 | 24321 | 0 | Esmay Electric, Inc. | Lease
UNSEDG-01365 | 86406 | PV (Photovoltaic) | 11.04 | 19183 | Residential | Non-Incentive | 3 - Installed | 2017-09-13 | 2017-09-20 | 2017-12-13 | 36652.8 | 0 | Esmay Electric, Inc. | Lease
UNSEDG-01489 | 86403 | PV (Photovoltaic) | 11.04 | 19676 | Residential | Non-Incentive | 3 - Installed | 2017-11-07 | 2017-11-16 | 2017-12-13 | 34524 | 0 | Esmay Electric, Inc. | Purchase
UNSEDG-01245 | 85648 | PV (Photovoltaic) | 14.2 | 23539 | Residential | Non-Incentive | 3 - Installed | 2017-07-06 | 2017-07-11 | 2017-12-14 | 36432 | 0 | Solargain | Purchase
UNSEDG-01404 | 86406 | PV (Photovoltaic) | 11.04 | 18857 | Residential | Non-Incentive | 3 - Installed | 2017-10-06 | 2017-10-10 | 2017-12-15 | 36432 | 0 | Esmay Electric, Inc. | Lease
UNSEDG-01450 | 86413 | PV (Photovoltaic) | 6.65 | 12684 | Residential | Non-Incentive | 3 - Installed | 2017-10-26 | 2017-11-01 | 2017-12-15 | 25937.5 | 0 | Tri State Solar & Wind Corp. | Purchase
UNSEDG-01487 | 86406 | PV (Photovoltaic) | 12.73 | 22308 | Residential | Non-Incentive | 3 - Installed | 2017-11-07 | 2017-11-16 | 2017-12-15 | 38190 | 0 | Esmay Electric, Inc. | Purchase
UNSEDG-01506 | 86406 | PV (Photovoltaic) | 8.28 | 14323 | Residential | Non-Incentive | 3 - Installed | 2017-11-14 | 2017-11-16 | 2017-12-15 | 29228.4 | 0 | Esmay Electric, Inc. | Purchase
UNSEDG-01438 | 86403 | PV (Photovoltaic) | 9.315 | 16959 | Residential | Non-Incentive | 3 - Installed | 2017-10-23 | 2017-11-01 | 2017-12-18 | 31082 | 0 | Streamline Solar Power Systems | Lease
UNSEDG-01492 | 86406 | PV (Photovoltaic) | 11.04 | 19216 | Residential | Non-Incentive | 3 - Installed | 2017-11-08 | 2017-11-16 | 2017-12-19 | 38971.2 | 0 | Esmay Electric, Inc. | Purchase
UNSEDG-01522 | 86406 | PV (Photovoltaic) | 8.97 | 15798 | Residential | Non-Incentive | 3 - Installed | 2017-11-21 | 2017-11-29 | 2017-12-19 | 31664.1 | 0 | Esmay Electric, Inc. | Purchase
UNSEDG-01523 | 86403 | PV (Photovoltaic) | 11.04 | 19600 | Residential | Non-Incentive | 3 - Installed | 2017-11-21 | 2017-11-29 | 2017-12-19 | 34224 | 0 | Esmay Electric, Inc. | Purchase
UNSEDG-01301 | 86401 | PV (Photovoltaic) | 6.09 | 10030 | Residential | Non-Incentive | 3 - Installed | 2017-08-08 | 2017-08-10 | 2017-12-20 | 24056 | 0 | Solar Installs | Purchase
UNSEDG-01476 | 86404 | PV (Photovoltaic) | 9.1 | 16828 | Residential | Non-Incentive | 3 - Installed | 2017-11-06 | 2017-11-08 | 2017-12-20 | 35125 | 0 | Tri State Solar & Wind Corp. | Purchase
UNSEDG-01453 | 85621 | PV (Photovoltaic) | 9.18 | 14871 | Residential | Non-Incentive | 3 - Installed | 2017-10-27 | 2017-11-08 | 2017-12-22 | 43000 | 0 | Eco 365 Specialist Inc | Purchase
UNSEDG-01364 | 86406 | PV (Photovoltaic) | 10.72 | 19508 | Residential | Non-Incentive | 3 - Installed | 2017-09-13 | 2017-09-20 | 2017-12-27 | 32160 | 0 | Esmay Electric, Inc. | Purchase
UNSEDG-01441 | 86406 | PV (Photovoltaic) | 11.73 | 21100 | Residential | Non-Incentive | 3 - Installed | 2017-10-24 | 2017-10-27 | 2017-12-27 | 39568 | 0 | Streamline Solar Power Systems | Lease
UNSEDG-01398 | 86406 | PV (Photovoltaic) | 8.97 | 15497 | Residential | Non-Incentive | 3 - Installed | 2017-10-04 | 2017-10-10 | 2017-12-28 | 28401 | 0 | Esmay Electric, Inc. | Lease
UNSEDG-01403 | 86404 | PV (Photovoltaic) | 11.04 | 18864 | Residential | Non-Incentive | 3 - Installed | 2017-10-06 | 2017-10-10 | 2017-12-28 | 36432 | 0 | Esmay Electric, Inc. | Lease
UNSEDG-01483 | 86413 | PV (Photovoltaic) | 12.06 | 22423 | Residential | Non-Incentive | 3 - Installed | 2017-11-07 | 2017-11-08 | 2017-12-29 | 40000 | 0 | Hybrid Solar | Purchase
UNSEDG-01390 | 86406 | PV (Photovoltaic) | 11.04 | 19844 | Residential | Non-Incentive | 3 - Installed | 2017-09-27 | 2017-10-10 | 2018-01-02 | 37632 | 0 | Esmay Electric, Inc. | Lease
UNSEDG-01393 | 86406 | PV (Photovoltaic) | 11.04 | 19417 | Residential | Non-Incentive | 3 - Installed | 2017-09-29 | 2017-10-10 | 2018-01-02 | 36432 | 0 | Esmay Electric, Inc. | Lease
UNSEDG-01397 | 86406 | PV (Photovoltaic) | 11.04 | 18459 | Residential | Non-Incentive | 3 - Installed | 2017-10-04 | 2017-10-10 | 2018-01-02 | 36432 | 0 | Esmay Electric, Inc. | Lease
UNSEDG-01434 | 86403 | PV (Photovoltaic) | 11.04 | 19223 | Residential | Non-Incentive | 3 - Installed | 2017-10-19 | 2017-10-27 | 2018-01-03 | 36432 | 0 | Esmay Electric, Inc. | Lease
UNSEDG-01472 | 86404 | PV (Photovoltaic) | 11.9 | 21017 | Residential | Non-Incentive | 3 - Installed | 2017-11-06 | 2017-11-17 | 2018-01-03 | 45625 | 0 | Tri State Solar & Wind Corp. | Purchase
UNSEDG-01500 | 85646 | PV (Photovoltaic) | 3.66 | 6191 | Residential | Non-Incentive | 3 - Installed | 2017-11-10 | 2017-11-16 | 2018-01-03 | 15840 | 0 | SolarCity | Purchase
UNSEDG-01386 | 86409 | PV (Photovoltaic) | 9.57 | 16941 | Residential | Non-Incentive | 3 - Installed | 2017-09-25 | 2017-09-29 | 2018-01-04 | 33250 | 0 | Plus Electric | Purchase
UNSEDG-01399 | 86406 | PV (Photovoltaic) | 11.04 | 19054 | Residential | Non-Incentive | 3 - Installed | 2017-10-05 | 2017-10-10 | 2018-01-05 | 36432 | 0 | Esmay Electric, Inc. | Lease
UNSEDG-01418 | 86409 | PV (Photovoltaic) | 4.68 | 7730 | Residential | Non-Incentive | 3 - Installed | 2017-10-12 | 2017-10-20 | 2018-01-08 | 14634 | 0 | Wise Electric Inc. | Purchase
UNSEDG-01420 | 86401 | PV (Photovoltaic) | 9.66 | 18035 | Residential | Non-Incentive | 3 - Installed | 2017-10-13 | 2017-10-20 | 2018-01-08 | 31878 | 0 | Esmay Electric, Inc. | Lease
UNSEDG-01507 | 86401 | PV (Photovoltaic) | 11.73 | 21934 | Residential | Non-Incentive | 3 - Installed | 2017-11-15 | 2017-11-16 | 2018-01-08 | 39669 | 0 | Streamline Solar Power Systems | Lease
UNSEDG-00845 | 86403 | PV (Photovoltaic) | 13.11 | 24659 | Residential | Non-Incentive | 3 - Installed | 2017-02-22 | 2017-03-13 | 2018-01-09 | 19500 | 0 | Self-Install | Purchase
UNSEDG-01379 | 86404 | PV (Photovoltaic) | 11.04 | 19787 | Residential | Non-Incentive | 3 - Installed | 2017-09-18 | 2017-09-22 | 2018-01-09 | 36432 | 0 | Esmay Electric, Inc. | Lease
UNSEDG-01391 | 86403 | PV (Photovoltaic) | 11.04 | 18883 | Residential | Non-Incentive | 3 - Installed | 2017-09-27 | 2017-10-10 | 2018-01-09 | 36432 | 0 | Esmay Electric, Inc. | Lease
UNSEDG-01417 | 86403 | PV (Photovoltaic) | 8.28 | 14879 | Residential | Non-Incentive | 3 - Installed | 2017-10-12 | 2017-10-20 | 2018-01-09 | 27324 | 0 | Esmay Electric, Inc. | Lease
UNSEDG-01429 | 86406 | PV (Photovoltaic) | 11.04 | 19156 | Residential | Non-Incentive | 3 - Installed | 2017-10-18 | 2017-10-20 | 2018-01-09 | 35880 | 0 | Esmay Electric, Inc. | Lease
UNSEDG-01497 | 86401 | PV (Photovoltaic) | 10.35 | 19085 | Residential | Non-Incentive | 3 - Installed | 2017-11-09 | 2017-11-16 | 2018-01-10 | 33702 | 0 | Streamline Solar Power Systems | Lease
UNSEDG-01419 | 86406 | PV (Photovoltaic) | 11.04 | 19417 | Residential | Non-Incentive | 3 - Installed | 2017-10-13 | 2017-10-20 | 2018-01-11 | 36432 | 0 | Esmay Electric, Inc. | Lease
UNSEDG-01406 | 86404 | PV (Photovoltaic) | 10.35 | 18470 | Residential | Non-Incentive | 3 - Installed | 2017-10-06 | 2017-10-10 | 2018-01-12 | 34155 | 0 | Esmay Electric, Inc. | Lease
UNSEDG-01445 | 86406 | PV (Photovoltaic) | 10.05 | 17114 | Residential | Non-Incentive | 3 - Installed | 2017-10-24 | 2017-10-27 | 2018-01-12 | 30500 | 0 | Hybrid Solar | Purchase
UNSEDG-01495 | 86404 | PV (Photovoltaic) | 6.7 | 11843 | Residential | Non-Incentive | 3 - Installed | 2017-11-09 | 2017-11-16 | 2018-01-12 | 20000 | 0 | Hybrid Solar | Purchase
UNSEDG-01422 | 86404 | PV (Photovoltaic) | 8.97 | 15992 | Residential | Non-Incentive | 3 - Installed | 2017-10-13 | 2017-10-20 | 2018-01-15 | 29601 | 0 | Esmay Electric, Inc. | Lease
UNSEDG-01465 | 86406 | PV (Photovoltaic) | 11.04 | 19417 | Residential | Non-Incentive | 3 - Installed | 2017-11-02 | 2017-11-08 | 2018-01-15 | 36432 | 0 | Esmay Electric, Inc. | Lease
UNSEDG-01496 | 86406 | PV (Photovoltaic) | 11.73 | 21507 | Residential | Non-Incentive | 3 - Installed | 2017-11-09 | 2017-11-16 | 2018-01-15 | 40518 | 0 | Streamline Solar Power Systems | Lease
UNSEDG-01501 | 86403 | PV (Photovoltaic) | 11.04 | 19726 | Residential | Non-Incentive | 3 - Installed | 2017-11-13 | 2017-11-16 | 2018-01-15 | 35966 | 0 | Streamline Solar Power Systems | Lease
UNSEDG-01508 | 86403 | PV (Photovoltaic) | 8.97 | 16633 | Residential | Non-Incentive | 3 - Installed | 2017-11-15 | 2017-11-16 | 2018-01-16 | 30700 | 0 | Streamline Solar Power Systems | Lease
UNSEDG-01426 | 86409 | PV (Photovoltaic) | 9.66 | 15488 | Residential | Non-Incentive | 3 - Installed | 2017-10-17 | 2017-10-27 | 2018-01-17 | 31878 | 0 | Esmay Electric, Inc. | Lease
UNSEDG-01575 | 86401 | PV (Photovoltaic) | 15.18 | 26623 | Residential | Non-Incentive | 3 - Installed | 2017-12-18 | 2017-12-22 | 2018-01-19 | 49258 | 0 | Esmay Electric, Inc. | Purchase
UNSEDG-01339 | 86406 | PV (Photovoltaic) | 9.66 | 16976 | Residential | Non-Incentive | 3 - Installed | 2017-08-23 | 2017-09-05 | 2018-01-22 | 36432 | 0 | Esmay Electric, Inc. | Lease
UNSEDG-01443 | 86403 | PV (Photovoltaic) | 8.28 | 14654 | Residential | Non-Incentive | 3 - Installed | 2017-10-24 | 2017-10-27 | 2018-01-22 | 29724 | 0 | Esmay Electric, Inc. | Lease
UNSEDG-01444 | 86403 | PV (Photovoltaic) | 11.04 | 19881 | Residential | Non-Incentive | 3 - Installed | 2017-10-24 | 2017-10-27 | 2018-01-22 | 36432 | 0 | Esmay Electric, Inc. | Lease
UNSEDG-02113 | 86406 | PV (Photovoltaic) | 1.44 | 2453 | Residential | Non-Incentive | 3 - Installed | 2018-09-18 | 2018-10-03 | 2018-01-22 | 4464 | 0 | Esmay Electric, Inc. | Purchase
UNSEDG-01282 | 86404 | PV (Photovoltaic) | 11.6 | 20331 | Residential | Non-Incentive | 3 - Installed | 2017-08-02 | 2017-08-10 | 2018-01-23 | 43636.3 | 0 | New Sun Energies | Purchase
UNSEDG-01427 | 86406 | PV (Photovoltaic) | 7.245 | 12654 | Residential | Non-Incentive | 3 - Installed | 2017-10-17 | 2017-10-20 | 2018-01-23 | 23908.5 | 0 | Esmay Electric, Inc. | Lease
UNSEDG-01439 | 86403 | PV (Photovoltaic) | 11.04 | 20091 | Residential | Non-Incentive | 3 - Installed | 2017-10-23 | 2017-11-01 | 2018-01-23 | 36432 | 0 | Esmay Electric, Inc. | Lease
UNSEDG-01454 | 86403 | PV (Photovoltaic) | 9.81 | 16368 | Residential | Non-Incentive | 3 - Installed | 2017-10-27 | 2017-11-01 | 2018-01-23 | 33000 | 0 | Esmay Electric, Inc. | Purchase
UNSEDG-01466 | 86404 | PV (Photovoltaic) | 11.04 | 19909 | Residential | Non-Incentive | 3 - Installed | 2017-11-02 | 2017-11-08 | 2018-01-23 | 36432 | 0 | Esmay Electric, Inc. | Lease
UNSEDG-01485 | 86406 | PV (Photovoltaic) | 14.07 | 25360 | Residential | Non-Incentive | 3 - Installed | 2017-11-07 | 2017-11-16 | 2018-01-23 | 46431 | 0 | Esmay Electric, Inc. | Lease
UNSEDG-01509 | 86403 | PV (Photovoltaic) | 10.05 | 18224 | Residential | Non-Incentive | 3 - Installed | 2017-11-15 | 2017-11-16 | 2018-01-23 | 29648 | 0 | Hybrid Solar | Purchase
UNSEDG-01510 | 85648 | PV (Photovoltaic) | 7 | 12462 | Residential | Non-Incentive | 3 - Installed | 2017-11-15 | 2017-11-16 | 2018-01-23 | 22066 | 0 | Solar Solution AZ | Purchase
UNSEDG-01539 | 86406 | PV (Photovoltaic) | 7.2 | 12205 | Residential | Non-Incentive | 3 - Installed | 2017-12-05 | 2017-12-12 | 2018-01-23 | 23899 | 0 | Streamline Solar Power Systems | Lease
UNSEDG-01389 | 86406 | PV (Photovoltaic) | 11.04 | 20016 | Residential | Non-Incentive | 3 - Installed | 2017-09-27 | 2017-09-29 | 2018-01-25 | 36432 | 0 | Havasu Solar | Lease
UNSEDG-01447 | 86403 | PV (Photovoltaic) | 11.73 | 21097 | Residential | Non-Incentive | 3 - Installed | 2017-10-25 | 2017-10-27 | 2018-01-25 | 38504 | 0 | Streamline Solar Power Systems | Lease
UNSEDG-01502 | 86403 | PV (Photovoltaic) | 11.73 | 21507 | Residential | Non-Incentive | 3 - Installed | 2017-11-13 | 2017-11-16 | 2018-01-25 | 39568 | 0 | Streamline Solar Power Systems | Lease
UNSEDG-01446 | 86403 | PV (Photovoltaic) | 11.04 | 19978 | Residential | Non-Incentive | 3 - Installed | 2017-10-25 | 2017-10-27 | 2018-01-26 | 41432 | 0 | Esmay Electric, Inc. | Lease
UNSEDG-01452 | 86406 | PV (Photovoltaic) | 7.59 | 13115 | Residential | Non-Incentive | 3 - Installed | 2017-10-26 | 2017-10-27 | 2018-01-26 | 25047 | 0 | Esmay Electric, Inc. | Lease
UNSEDG-01490 | 86404 | PV (Photovoltaic) | 9.145 | 16493 | Residential | Non-Incentive | 3 - Installed | 2017-11-07 | 2017-11-16 | 2018-01-26 | 35000 | 0 | Plus Electric | Purchase
UNSEDG-01527 | 86403 | PV (Photovoltaic) | 14.145 | 24891 | Residential | Non-Incentive | 3 - Installed | 2017-11-22 | 2017-11-29 | 2018-01-26 | 44538 | 0 | Havasu Solar | Lease
UNSEDG-01329 | 86406 | PV (Photovoltaic) | 10.72 | 17652 | Residential | Non-Incentive | 3 - Installed | 2017-08-21 | 2017-08-22 | 2018-01-29 | 36662.4 | 0 | Esmay Electric, Inc. | Purchase
UNSEDG-01504 | 86403 | PV (Photovoltaic) | 11.04 | 19170 | Residential | Non-Incentive | 3 - Installed | 2017-11-14 | 2017-11-16 | 2018-01-29 | 36432 | 0 | Esmay Electric, Inc. | Lease
UNSEDG-01548 | 86406 | PV (Photovoltaic) | 10.08 | 16786 | Residential | Non-Incentive | 3 - Installed | 2017-12-08 | 2017-12-12 | 2018-01-29 | 33246 | 0 | Streamline Solar Power Systems | Lease
UNSEDG-01396 | 86406 | PV (Photovoltaic) | 21.39 | 38065 | Residential | Non-Incentive | 3 - Installed | 2017-10-04 | 2017-12-01 | 2018-02-02 | 70587 | 0 | Esmay Electric, Inc. | Lease
UNSEDG-01468 | 86406 | PV (Photovoltaic) | 11.04 | 20104 | Residential | Non-Incentive | 3 - Installed | 2017-11-03 | 2017-12-19 | 2018-02-02 | 36432 | 0 | Esmay Electric, Inc. | Lease
UNSEDG-01475 | 86403 | PV (Photovoltaic) | 11.04 | 19776 | Residential | Non-Incentive | 3 - Installed | 2017-11-06 | 2017-11-08 | 2018-02-02 | 36682 | 0 | Esmay Electric, Inc. | Lease
UNSEDG-01538 | 86406 | PV (Photovoltaic) | 12.24 | 22417 | Residential | Non-Incentive | 3 - Installed | 2017-12-05 | 2017-12-08 | 2018-02-02 | 41208 | 0 | Streamline Solar Power Systems | Lease
UNSEDG-01546 | 86406 | PV (Photovoltaic) | 6 | 10480 | Residential | Non-Incentive | 3 - Installed | 2017-12-08 | 2017-12-12 | 2018-02-02 | 21750 | 0 | Mohave Solar | Purchase
UNSEDG-01569 | 86404 | PV (Photovoltaic) | 9.045 | 16412 | Residential | Non-Incentive | 3 - Installed | 2017-12-15 | 2017-12-22 | 2018-02-02 | 26683 | 0 | Mohave Solar | Purchase
UNSEDG-01586 | 86403 | PV (Photovoltaic) | 11.055 | 19640 | Residential | Non-Incentive | 3 - Installed | 2017-12-21 | 2017-12-27 | 2018-02-02 | 33000 | 0 | Mohave Solar | Purchase
UNSEDG-01458 | 86404 | PV (Photovoltaic) | 9 | 15785 | Residential | Non-Incentive | 3 - Installed | 2017-11-01 | 2017-11-08 | 2018-02-06 | 29700 | 0 | Esmay Electric, Inc. | Lease
UNSEDG-01498 | 86403 | PV (Photovoltaic) | 11.04 | 20190 | Residential | Non-Incentive | 3 - Installed | 2017-11-10 | 2017-11-16 | 2018-02-06 | 36432 | 0 | Esmay Electric, Inc. | Lease
UNSEDG-01524 | 86404 | PV (Photovoltaic) | 11.04 | 20104 | Residential | Non-Incentive | 3 - Installed | 2017-11-21 | 2017-11-29 | 2018-02-06 | 36432 | 0 | Esmay Electric, Inc. | Lease
UNSEDG-01529 | 86406 | PV (Photovoltaic) | 11.04 | 19333 | Residential | Non-Incentive | 3 - Installed | 2017-11-28 | 2017-11-29 | 2018-02-06 | 37632 | 0 | Esmay Electric, Inc. | Lease
UNSEDG-01535 | 86403 | PV (Photovoltaic) | 7.59 | 13398 | Residential | Non-Incentive | 3 - Installed | 2017-12-04 | 2017-12-08 | 2018-02-06 | 23529 | 0 | Esmay Electric, Inc. | Purchase
UNSEDG-01541 | 86403 | PV (Photovoltaic) | 10.8 | 18454 | Residential | Non-Incentive | 3 - Installed | 2017-11-30 | 2017-12-12 | 2018-02-06 | 35640 | 0 | Esmay Electric, Inc. | Lease
UNSEDG-01560 | 86403 | PV (Photovoltaic) | 8.58 | 16104 | Residential | Non-Incentive | 3 - Installed | 2017-12-13 | 2017-12-20 | 2018-02-06 | 32795 | 0 | AAA Electric inc. | Purchase
UNSEDG-01553 | 86404 | PV (Photovoltaic) | 12.24 | 21027 | Residential | Non-Incentive | 3 - Installed | 2017-12-12 | 2017-12-19 | 2018-02-07 | 41208 | 0 | Streamline Solar Power Systems | Lease
UNSEDG-01503 | 86403 | PV (Photovoltaic) | 8.28 | 15012 | Residential | Non-Incentive | 3 - Installed | 2017-11-14 | 2017-11-16 | 2018-02-08 | 27574 | 0 | Esmay Electric, Inc. | Lease
UNSEDG-01534 | 86406 | PV (Photovoltaic) | 10.35 | 18121 | Residential | Non-Incentive | 3 - Installed | 2017-12-01 | 2017-12-08 | 2018-02-09 | 34155 | 0 | Esmay Electric, Inc. | Lease
UNSEDG-01578 | 86404 | PV (Photovoltaic) | 9.66 | 16755 | Residential | Non-Incentive | 3 - Installed | 2017-12-19 | 2017-12-22 | 2018-02-09 | 31878 | 0 | Esmay Electric, Inc. | Lease
UNSEDG-01585 | 86406 | PV (Photovoltaic) | 7.035 | 12757 | Residential | Non-Incentive | 3 - Installed | 2017-12-21 | 2017-12-29 | 2018-02-09 | 21000 | 0 | Mohave Solar | Purchase
UNSEDG-01513 | 86406 | PV (Photovoltaic) | 11.04 | 19297 | Residential | Non-Incentive | 3 - Installed | 2017-11-16 | 2017-11-29 | 2018-02-12 | 35880 | 0 | Esmay Electric, Inc. | Lease
UNSEDG-01573 | 86406 | PV (Photovoltaic) | 12.6 | 20748 | Residential | Non-Incentive | 3 - Installed | 2017-12-18 | 2017-12-22 | 2018-02-12 | 30253 | 0 | Streamline Solar Power Systems | Lease
UNSEDG-01580 | 86401 | PV (Photovoltaic) | 12.6 | 23460 | Residential | Non-Incentive | 3 - Installed | 2017-12-19 | 2018-01-02 | 2018-02-13 | 39381 | 0 | Wise Electric, Inc. | Purchase
UNSEDG-01551 | 86406 | PV (Photovoltaic) | 11.04 | 19780 | Residential | Non-Incentive | 3 - Installed | 2017-12-11 | 2017-12-19 | 2018-02-14 | 36432 | 0 | Esmay Electric, Inc. | Lease
UNSEDG-01414 | 86404 | PV (Photovoltaic) | 11.04 | 19804 | Residential | Non-Incentive | 3 - Installed | 2017-10-11 | 2017-10-12 | 2018-02-15 | 36432 | 0 | Esmay Electric, Inc. | Lease
UNSEDG-01462 | 86404 | PV (Photovoltaic) | 20.7 | 37980 | Residential | Non-Incentive | 3 - Installed | 2017-11-02 | 2017-11-08 | 2018-02-15 | 61440 | 0 | Havasu Solar | Lease
UNSEDG-01517 | 86404 | PV (Photovoltaic) | 8.28 | 14472 | Residential | Non-Incentive | 3 - Installed | 2017-11-20 | 2017-11-21 | 2018-02-15 | 27324 | 0 | Esmay Electric, Inc. | Lease
UNSEDG-01563 | 86406 | PV (Photovoltaic) | 9.66 | 16495 | Residential | Non-Incentive | 3 - Installed | 2017-12-06 | 2017-12-19 | 2018-02-15 | 31878 | 0 | Esmay Electric, Inc. | Lease
UNSEDG-01377 | 85648 | PV (Photovoltaic) | 5.035 | 8889 | Residential | Non-Incentive | 3 - Installed | 2017-09-15 | 2017-09-26 | 2018-02-16 | 25350 | 0 | New Sun Energies | Purchase
UNSEDG-01576 | 86406 | PV (Photovoltaic) | 11.04 | 19881 | Residential | Non-Incentive | 3 - Installed | 2017-12-18 | 2017-12-22 | 2018-02-16 | 36432 | 0 | Esmay Electric, Inc. | Lease
UNSEDG-01570 | 86404 | PV (Photovoltaic) | 9 | 14194 | Residential | Non-Incentive | 3 - Installed | 2017-11-29 | 2017-12-22 | 2018-02-19 | 21840 | 0 | Havasu Solar | Purchase
UNSEDG-01582 | 86404 | PV (Photovoltaic) | 18.76 | 33740 | Residential | Non-Incentive | 3 - Installed | 2017-12-20 | 2017-12-22 | 2018-02-19 | 48874 | 0 | Streamline Solar Power Systems | Lease
UNSEDG-01635 | 85648 | PV (Photovoltaic) | 1.4 | 2346 | Residential | Non-Incentive | 3 - Installed | 2018-01-29 | 2018-01-30 | 2018-02-19 | 6604 | 0 | The Solar Store | Purchase
UNSEDG-01549 | 86406 | PV (Photovoltaic) | 11.04 | 18260 | Residential | Non-Incentive | 3 - Installed | 2017-12-08 | 2017-12-12 | 2018-02-20 | 36432 | 0 | Esmay Electric, Inc. | Lease
UNSEDG-01583 | 86406 | PV (Photovoltaic) | 11.73 | 21256 | Residential | Non-Incentive | 3 - Installed | 2017-12-20 | 2017-12-22 | 2018-02-20 | 37768 | 0 | Streamline Solar Power Systems | Lease
UNSEDG-01405 | 86406 | PV (Photovoltaic) | 11.04 | 19297 | Residential | Non-Incentive | 3 - Installed | 2017-10-06 | 2017-10-10 | 2018-02-22 | 32016 | 0 | Esmay Electric, Inc. | Lease
UNSEDG-01564 | 86406 | PV (Photovoltaic) | 10.35 | 18547 | Residential | Non-Incentive | 3 - Installed | 2017-12-14 | 2017-12-20 | 2018-02-22 | 36432 | 0 | Esmay Electric, Inc. | Lease
UNSEDG-01593 | 86403 | PV (Photovoltaic) | 11.04 | 19856 | Residential | Non-Incentive | 3 - Installed | 2017-12-26 | 2017-12-29 | 2018-02-22 | 36432 | 0 | Esmay Electric, Inc. | Lease
UNSEDG-01594 | 86403 | PV (Photovoltaic) | 11.04 | 18830 | Residential | Non-Incentive | 3 - Installed | 2017-12-21 | 2017-12-29 | 2018-02-22 | 33224 | 0 | Esmay Electric, Inc. | Purchase
UNSEDG-01623 | 86404 | PV (Photovoltaic) | 8.28 | 14981 | Residential | Non-Incentive | 3 - Installed | 2018-01-22 | 2018-01-26 | 2018-02-22 | 26968 | 0 | Esmay Electric, Inc. | Purchase
UNSEDG-01533 | 86413 | PV (Photovoltaic) | 6.03 | 11558 | Residential | Non-Incentive | 3 - Installed | 2017-12-01 | 2017-12-08 | 2018-02-23 | 19269 | 0 | Hybrid Solar | Purchase
UNSEDG-01540 | 86403 | PV (Photovoltaic) | 5.76 | 10713 | Residential | Non-Incentive | 3 - Installed | 2017-12-05 | 2017-12-12 | 2018-02-23 | 19560 | 0 | Streamline Solar Power Systems | Lease
UNSEDG-01605 | 86404 | PV (Photovoltaic) | 9.66 | 17284 | Residential | Non-Incentive | 3 - Installed | 2018-01-03 | 2018-01-18 | 2018-02-23 | 29946 | 0 | Esmay Electric, Inc. | Purchase
UNSEDG-01608 | 86406 | PV (Photovoltaic) | 8.375 | 15199 | Residential | Non-Incentive | 3 - Installed | 2018-01-08 | 2018-01-19 | 2018-02-23 | 24706 | 0 | Mohave Solar | Purchase
UNSEDG-01622 | 86404 | PV (Photovoltaic) | 3.45 | 5926 | Residential | Non-Incentive | 3 - Installed | 2018-01-22 | 2018-01-26 | 2018-02-23 | 10695 | 0 | Esmay Electric, Inc. | Purchase
UNSEDG-01574 | 86404 | PV (Photovoltaic) | 11.73 | 21470 | Residential | Non-Incentive | 3 - Installed | 2017-12-18 | 2017-12-22 | 2018-02-27 | 38205 | 0 | Streamline Solar Power Systems | Lease
UNSEDG-01435 | 86403 | PV (Photovoltaic) | 11.04 | 19954 | Residential | Non-Incentive | 3 - Installed | 2017-10-20 | 2017-10-27 | 2018-02-28 | 36432 | 0 | Esmay Electric, Inc. | Lease
UNSEDG-01488 | 86403 | PV (Photovoltaic) | 11.04 | 19524 | Residential | Non-Incentive | 3 - Installed | 2017-11-07 | 2017-11-16 | 2018-03-01 | 36432 | 0 | Esmay Electric, Inc. | Lease
UNSEDG-01592 | 86406 | PV (Photovoltaic) | 11.04 | 19297 | Residential | Non-Incentive | 3 - Installed | 2017-12-26 | 2018-01-03 | 2018-03-01 | 36432 | 0 | Esmay Electric, Inc. | Lease
UNSEDG-01537 | 86403 | PV (Photovoltaic) | 9.36 | 17060 | Residential | Non-Incentive | 3 - Installed | 2017-12-05 | 2017-12-12 | 2018-03-02 | 32148 | 0 | Streamline Solar Power Systems | Lease
UNSEDG-01630 | 86404 | PV (Photovoltaic) | 6.9 | 12367 | Residential | Non-Incentive | 3 - Installed | 2018-01-23 | 2018-01-30 | 2018-03-02 | 21390 | 0 | Esmay Electric, Inc. | Purchase
UNSEDG-01621 | 86403 | PV (Photovoltaic) | 11.04 | 19387 | Residential | Non-Incentive | 3 - Installed | 2018-01-22 | 2018-01-26 | 2018-03-05 | 36432 | 0 | Esmay Electric, Inc. | Lease
UNSEDG-01624 | 86406 | PV (Photovoltaic) | 10.8 | 18160 | Residential | Non-Incentive | 3 - Installed | 2018-01-22 | 2018-01-24 | 2018-03-05 | 35640 | 0 | Esmay Electric, Inc. | Lease
UNSEDG-01423 | 86409 | PV (Photovoltaic) | 6.21 | 10444 | Residential | Non-Incentive | 3 - Installed | 2017-10-13 | 2017-10-20 | 2018-03-06 | 21921 | 0 | TITAN SOLAR POWER | Lease
UNSEDG-01518 | 85648 | PV (Photovoltaic) | 5.4 | 8611 | Residential | Non-Incentive | 3 - Installed | 2017-11-20 | 2017-12-08 | 2018-03-06 | 23760 | 0 | SolarCity | Purchase
UNSEDG-01611 | 86426 | PV (Photovoltaic) | 13.5 | 21617 | Residential | Non-Incentive | 3 - Installed | 2018-01-08 | 2018-01-19 | 2018-03-06 | 33589 | 0 | Streamline Solar Power Systems | Lease
UNSEDG-01562 | 86406 | PV (Photovoltaic) | 4.5 | 8015 | Residential | Non-Incentive | 3 - Installed | 2017-12-13 | 2017-12-29 | 2018-03-07 | 27000 | 0 | Phoenix Solar Specialists LLC | Purchase
UNSEDG-01588 | 86401 | PV (Photovoltaic) | 11.97 | 21515 | Residential | Non-Incentive | 3 - Installed | 2017-12-21 | 2017-12-29 | 2018-03-07 | 33755.4 | 0 | Streamline Solar Power Systems | Purchase
UNSEDG-01591 | 86406 | PV (Photovoltaic) | 11.04 | 18864 | Residential | Non-Incentive | 3 - Installed | 2017-12-26 | 2017-12-29 | 2018-03-07 | 36432 | 0 | Esmay Electric, Inc. | Lease
UNSEDG-01601 | 86406 | PV (Photovoltaic) | 11.04 | 19139 | Residential | Non-Incentive | 3 - Installed | 2018-01-02 | 2018-01-10 | 2018-03-07 | 36432 | 0 | Esmay Electric, Inc. | Lease
UNSEDG-01616 | 86403 | PV (Photovoltaic) | 5.36 | 9682 | Residential | Non-Incentive | 3 - Installed | 2018-01-17 | 2018-01-23 | 2018-03-07 | 17312 | 0 | Mohave Solar | Purchase
UNSEDG-01636 | 86404 | PV (Photovoltaic) | 11.04 | 19983 | Residential | Non-Incentive | 3 - Installed | 2018-01-29 | 2018-02-06 | 2018-03-07 | 34224 | 0 | Esmay Electric, Inc. | Purchase
UNSEDG-01561 | 86404 | PV (Photovoltaic) | 4.2 | 7221 | Residential | Non-Incentive | 3 - Installed | 2017-12-13 | 2017-12-29 | 2018-03-08 | 24842 | 0 | Phoenix Solar Specialists LLC | Purchase
UNSEDG-01600 | 85648 | PV (Photovoltaic) | 8.1 | 13964 | Residential | Non-Incentive | 3 - Installed | 2018-01-02 | 2018-01-10 | 2018-03-08 | 35640 | 0 | SolarCity | Lease
UNSEDG-01610 | 86406 | PV (Photovoltaic) | 11.04 | 18896 | Residential | Non-Incentive | 3 - Installed | 2018-01-08 | 2018-01-19 | 2018-03-08 | 34224 | 0 | Esmay Electric, Inc. | Purchase
UNSEDG-01650 | 86403 | PV (Photovoltaic) | 8.58 | 16221 | Residential | Non-Incentive | 3 - Installed | 2018-02-02 | 2018-02-06 | 2018-03-13 | 24024 | 0 | aaa electric inc | Purchase
UNSEDG-01572 | 86409 | PV (Photovoltaic) | 5.52 | 10470 | Residential | Non-Incentive | 3 - Installed | 2017-12-15 | 2017-12-22 | 2018-03-14 | 25272 | 0 | Titan Solar Power | Lease
UNSEDG-01603 | 86406 | PV (Photovoltaic) | 11.04 | 20190 | Residential | Non-Incentive | 3 - Installed | 2018-01-02 | 2018-01-18 | 2018-03-15 | 36432 | 0 | Esmay Electric, Inc. | Lease
UNSEDG-01617 | 86404 | PV (Photovoltaic) | 11.39 | 19468 | Residential | Non-Incentive | 3 - Installed | 2018-01-17 | 2018-01-24 | 2018-03-15 | 29785 | 0 | Streamline Solar Power Systems | Lease
UNSEDG-01641 | 86403 | PV (Photovoltaic) | 11.04 | 19076 | Residential | Non-Incentive | 3 - Installed | 2018-01-30 | 2018-02-05 | 2018-03-15 | 40502.6 | 0 | Esmay Electric, Inc. | Purchase
UNSEDG-01581 | 86404 | PV (Photovoltaic) | 24.84 | 41422 | Residential | Non-Incentive | 3 - Installed | 2017-12-20 | 2017-12-22 | 2018-03-16 | 80730 | 0 | Esmay Electric, Inc. | Lease
UNSEDG-01544 | 85646 | PV (Photovoltaic) | 9.3 | 15421 | Residential | Non-Incentive | 3 - Installed | 2017-12-07 | 2017-12-12 | 2018-03-19 | 40920 | 0 | SolarCity Corporation | Lease
UNSEDG-01464 | 86403 | PV (Photovoltaic) | 10.35 | 18194 | Residential | Non-Incentive | 3 - Installed | 2017-11-02 | 2017-11-08 | 2018-03-20 | 34455 | 0 | Esmay Electric, Inc. | Lease
UNSEDG-01618 | 86406 | PV (Photovoltaic) | 9.715 | 17817 | Residential | Non-Incentive | 3 - Installed | 2018-01-17 | 2018-01-24 | 2018-03-20 | 26076 | 0 | Streamline Solar Power Systems | Lease
UNSEDG-01619 | 86406 | PV (Photovoltaic) | 3.35 | 5914 | Residential | Non-Incentive | 3 - Installed | 2018-01-17 | 2018-01-24 | 2018-03-20 | 10712 | 0 | Streamline Solar Power Systems | Lease
UNSEDG-01628 | 86404 | PV (Photovoltaic) | 11.16 | 19330 | Residential | Non-Incentive | 3 - Installed | 2018-01-23 | 2018-01-26 | 2018-03-20 | 36270 | 0 | Esmay Electric, Inc. | Lease
UNSEDG-01644 | 86404 | PV (Photovoltaic) | 11.52 | 19877 | Residential | Non-Incentive | 3 - Installed | 2018-01-31 | 2018-02-06 | 2018-03-20 | 35712 | 0 | Esmay Electric, Inc. | Purchase
UNSEDG-01577 | 86406 | PV (Photovoltaic) | 11.1 | 20202 | Residential | Non-Incentive | 3 - Installed | 2017-12-18 | 2018-01-10 | 2018-03-22 | 38250 | 0 | Plus Electric | Purchase
UNSEDG-01615 | 86406 | PV (Photovoltaic) | 9.72 | 16731 | Residential | Non-Incentive | 3 - Installed | 2018-01-16 | 2018-01-23 | 2018-03-22 | 32076 | 0 | Esmay Electric, Inc. | Lease
UNSEDG-01648 | 86413 | PV (Photovoltaic) | 3.6 | 6653 | Residential | Non-Incentive | 3 - Installed | 2018-02-01 | 2018-02-06 | 2018-03-23 | 12724 | 0 | Wise Electric, Inc. | Purchase
UNSEDG-01604 | 86403 | PV (Photovoltaic) | 10.35 | 18032 | Residential | Non-Incentive | 3 - Installed | 2018-01-02 | 2018-01-10 | 2018-03-28 | 34155 | 0 | Esmay Electric, Inc. | Lease
UNSEDG-01658 | 86406 | PV (Photovoltaic) | 6.48 | 10767 | Residential | Non-Incentive | 3 - Installed | 2018-02-12 | 2018-02-15 | 2018-03-28 | 24268.8 | 0 | Esmay Electric, Inc. | Purchase
UNSEDG-01674 | 86406 | PV (Photovoltaic) | 11.52 | 19903 | Residential | Non-Incentive | 3 - Installed | 2018-02-21 | 2018-03-05 | 2018-03-28 | 35712 | 0 | Esmay Electric, Inc. | Purchase
UNSEDG-01479 | 86404 | PV (Photovoltaic) | 11.04 | 19218 | Residential | Non-Incentive | 3 - Installed | 2017-11-06 | 2017-11-08 | 2018-03-30 | 37536 | 0 | Havasu Solar | Lease
UNSEDG-01654 | 86406 | PV (Photovoltaic) | 11.52 | 19903 | Residential | Non-Incentive | 3 - Installed | 2018-02-07 | 2018-02-15 | 2018-03-30 | 35712 | 0 | Esmay Electric, Inc. | Purchase
UNSEDG-01637 | 86401 | PV (Photovoltaic) | 9 | 17783 | Residential | Non-Incentive | 3 - Installed | 2018-01-29 | 2018-01-30 | 2018-04-02 | 25825 | 0 | Havasu Solar | Purchase
UNSEDG-01383 | 85621 | PV (Photovoltaic) | 7.15 | 12743 | Residential | Non-Incentive | 3 - Installed | 2017-09-20 | 2017-10-24 | 2018-04-03 | 31189 | 0 | SolarCity Corporation | Purchase
UNSEDG-01659 | 86406 | PV (Photovoltaic) | 10.24 | 17699 | Residential | Non-Incentive | 3 - Installed | 2018-02-13 | 2018-02-15 | 2018-04-03 | 26624 | 0 | Esmay Electric, Inc. | Purchase
UNSEDG-01668 | 86404 | PV (Photovoltaic) | 8.64 | 15877 | Residential | Non-Incentive | 3 - Installed | 2018-02-19 | 2018-03-05 | 2018-04-03 | 26800 | 0 | Streamline Solar Power Systems | Lease
UNSEDG-01672 | 86406 | PV (Photovoltaic) | 10.08 | 16878 | Residential | Non-Incentive | 3 - Installed | 2018-02-08 | 2018-03-05 | 2018-04-03 | 28610 | 0 | Havasu Solar | Purchase
UNSEDG-01685 | 86406 | PV (Photovoltaic) | 5.04 | 8483 | Residential | Non-Incentive | 3 - Installed | 2018-02-27 | 2018-03-05 | 2018-04-03 | 15624 | 0 | Esmay Electric, Inc. | Purchase
UNSEDG-01702 | 86404 | PV (Photovoltaic) | 10.8 | 19005 | Residential | Non-Incentive | 3 - Installed | 2018-03-06 | 2018-03-12 | 2018-04-03 | 33480 | 0 | Esmay Electric, Inc. | Purchase
UNSEDG-01384 | 86403 | PV (Photovoltaic) | 10.23 | 16404 | Residential | Non-Incentive | 3 - Installed | 2017-09-21 | 2017-09-26 | 2018-04-04 | 27000 | 0 | Self Install | Purchase
UNSEDG-01681 | 86404 | PV (Photovoltaic) | 6.54 | 11117 | Residential | Non-Incentive | 3 - Installed | 2018-02-26 | 2018-03-05 | 2018-04-04 | 18312 | 0 | Esmay Electric, Inc. | Purchase
UNSEDG-01688 | 86403 | PV (Photovoltaic) | 10.464 | 17343 | Residential | Non-Incentive | 3 - Installed | 2018-02-27 | 2018-03-05 | 2018-04-04 | 34789.44 | 0 | Esmay Electric, Inc. | Purchase
UNSEDG-01525 | 86406 | PV (Photovoltaic) | 8.97 | 14542 | Residential | Non-Incentive | 3 - Installed | 2017-11-22 | 2017-12-08 | 2018-04-05 | 28704 | 0 | Havasu Solar | Lease
UNSEDG-01528 | 86403 | PV (Photovoltaic) | 10.72 | 18608 | Residential | Non-Incentive | 3 - Installed | 2017-11-27 | 2017-12-06 | 2018-04-05 | 35376 | 0 | Esmay Electric, Inc. | Lease
UNSEDG-01571 | 86406 | PV (Photovoltaic) | 8.04 | 14588 | Residential | Non-Incentive | 3 - Installed | 2017-12-15 | 2017-12-22 | 2018-04-05 | 23718 | 0 | Mohave Solar | Purchase
UNSEDG-01703 | 86403 | PV (Photovoltaic) | 8.64 | 15137 | Residential | Non-Incentive | 3 - Installed | 2018-03-06 | 2018-03-12 | 2018-04-05 | 26784 | 0 | Esmay Electric, Inc. | Purchase
UNSEDG-01778 | 85648 | PV (Photovoltaic) | 6.175 | 9923 | Residential | Non-Incentive | 3 - Installed | 2018-04-09 | 2018-04-17 | 2018-04-05 | 20995 | 0 | SOLARCITY | Purchase
UNSEDG-01536 | 86401 | PV (Photovoltaic) | 7.98 | 15132 | Residential | Non-Incentive | 3 - Installed | 2017-12-01 | 2017-12-08 | 2018-04-06 | 22400 | 0 | Angle Homes | Purchase
UNSEDG-01609 | 86406 | PV (Photovoltaic) | 9.045 | 16412 | Residential | Non-Incentive | 3 - Installed | 2018-01-08 | 2018-01-19 | 2018-04-06 | 37500 | 0 | Mohave Solar | Purchase
UNSEDG-01684 | 86404 | PV (Photovoltaic) | 10.8 | 18962 | Residential | Non-Incentive | 3 - Installed | 2018-02-27 | 2018-03-05 | 2018-04-06 | 35640 | 0 | Esmay Electric, Inc. | Lease
UNSEDG-01686 | 86404 | PV (Photovoltaic) | 11.52 | 19830 | Residential | Non-Incentive | 3 - Installed | 2018-02-27 | 2018-03-12 | 2018-04-09 | 35712 | 0 | Esmay Electric, Inc. | Purchase
UNSEDG-01499 | 86406 | PV (Photovoltaic) | 11.04 | 20228 | Residential | Non-Incentive | 3 - Installed | 2017-11-10 | 2017-11-16 | 2018-04-11 | 37536 | 0 | Havasu Solar | Lease
UNSEDG-01626 | 86404 | PV (Photovoltaic) | 11.1 | 20111 | Residential | Non-Incentive | 3 - Installed | 2018-01-23 | 2018-01-30 | 2018-04-11 | 29925 | 0 | Plus Electric | Purchase
UNSEDG-01638 | 86406 | PV (Photovoltaic) | 10.8 | 19357 | Residential | Non-Incentive | 3 - Installed | 2018-01-30 | 2018-01-31 | 2018-04-11 | 35640 | 0 | Esmay Electric, Inc. | Lease
UNSEDG-01645 | 86403 | PV (Photovoltaic) | 10.8 | 19144 | Residential | Non-Incentive | 3 - Installed | 2018-01-31 | 2018-02-06 | 2018-04-11 | 35640 | 0 | Esmay Electric, Inc. | Lease
UNSEDG-01595 | 86406 | PV (Photovoltaic) | 8.04 | 14365 | Residential | Non-Incentive | 3 - Installed | 2017-12-21 | 2017-12-29 | 2018-04-12 | 29317 | 0 | Mohave Solar | Purchase
UNSEDG-01640 | 86406 | PV (Photovoltaic) | 10.8 | 17756 | Residential | Non-Incentive | 3 - Installed | 2018-01-30 | 2018-02-05 | 2018-04-13 | 35640 | 0 | Esmay Electric, Inc. | Lease
UNSEDG-01642 | 86406 | PV (Photovoltaic) | 10.8 | 19458 | Residential | Non-Incentive | 3 - Installed | 2018-01-31 | 2018-02-06 | 2018-04-13 | 35640 | 0 | Esmay Electric, Inc. | Lease
UNSEDG-01723 | 86406 | PV (Photovoltaic) | 11.52 | 19546 | Residential | Non-Incentive | 3 - Installed | 2018-03-15 | 2018-03-22 | 2018-04-13 | 35712 | 0 | Esmay Electric, Inc. | Purchase
UNSEDG-01612 | 86406 | PV (Photovoltaic) | 11.04 | 18748 | Residential | Non-Incentive | 3 - Installed | 2018-01-12 | 2018-01-19 | 2018-04-17 | 36432 | 0 | Esmay Electric, Inc. | Lease
UNSEDG-01708 | 86406 | PV (Photovoltaic) | 11.52 | 20167 | Residential | Non-Incentive | 3 - Installed | 2018-03-08 | 2018-03-12 | 2018-04-17 | 36012 | 0 | Esmay Electric, Inc. | Purchase
UNSEDG-01410 | 86404 | PV (Photovoltaic) | 18.63 | 30977 | Non-Residential | Non-Incentive | 3 - Installed | 2017-09-28 | 2017-10-13 | 2018-04-18 | 66185 | 0 | Havasu Solar | Lease
UNSEDG-01451 | 86406 | PV (Photovoltaic) | 25.53 | 40098 | Residential | Non-Incentive | 3 - Installed | 2017-10-26 | 2017-12-14 | 2018-04-18 | 83855 | 0 | Havasu Solar | Lease
UNSEDG-01639 | 86406 | PV (Photovoltaic) | 10.8 | 19351 | Residential | Non-Incentive | 3 - Installed | 2018-01-30 | 2018-02-05 | 2018-04-18 | 35640 | 0 | Esmay Electric, Inc. | Lease
UNSEDG-01715 | 85648 | PV (Photovoltaic) | 8.12 | 13563 | Residential | Non-Incentive | 3 - Installed | 2018-03-12 | 2018-03-21 | 2018-04-18 | 28625 | 0 | Titan Solar Power | Purchase
UNSEDG-01733 | 86403 | PV (Photovoltaic) | 8.4 | 14991 | Residential | Non-Incentive | 3 - Installed | 2018-03-21 | 2018-03-23 | 2018-04-18 | 24780 | 0 | Mohave Solar | Purchase
UNSEDG-01646 | 86406 | PV (Photovoltaic) | 10.8 | 18822 | Residential | Non-Incentive | 3 - Installed | 2018-02-01 | 2018-02-06 | 2018-04-19 | 36240 | 0 | Esmay Electric, Inc. | Lease
UNSEDG-01714 | 86403 | PV (Photovoltaic) | 7.2 | 12813 | Residential | Non-Incentive | 3 - Installed | 2018-03-12 | 2018-03-21 | 2018-04-19 | 25416 | 0 | Esmay Electric, Inc. | Purchase
UNSEDG-01584 | 86401 | PV (Photovoltaic) | 5.175 | 9970 | Residential | Non-Incentive | 3 - Installed | 2017-12-15 | 2017-12-22 | 2018-04-20 | 21518 | 0 | Titan Solar Power | Lease
UNSEDG-01693 | 86406 | PV (Photovoltaic) | 10.8 | 19292 | Residential | Non-Incentive | 3 - Installed | 2018-03-01 | 2018-03-12 | 2018-04-23 | 35640 | 0 | Esmay Electric, Inc. | Lease
UNSEDG-01694 | 86406 | PV (Photovoltaic) | 4.32 | 7717 | Residential | Non-Incentive | 3 - Installed | 2018-03-01 | 2018-03-12 | 2018-04-23 | 14256 | 0 | Esmay Electric, Inc. | Lease
UNSEDG-01675 | 86403 | PV (Photovoltaic) | 10.8 | 19440 | Residential | Non-Incentive | 3 - Installed | 2018-02-22 | 2018-03-05 | 2018-04-26 | 35640 | 0 | Esmay Electric, Inc. | Lease
UNSEDG-01712 | 86401 | PV (Photovoltaic) | 5.8 | 11046 | Residential | Non-Incentive | 3 - Installed | 2018-03-12 | 2018-03-21 | 2018-04-26 | 17189 | 0 | Wise Electric, Inc. | Purchase
UNSEDG-01722 | 86403 | PV (Photovoltaic) | 11.52 | 19877 | Residential | Non-Incentive | 3 - Installed | 2018-03-15 | 2018-03-26 | 2018-04-26 | 42811.2 | 0 | Esmay Electric, Inc. | Purchase
UNSEDG-01511 | 86401 | PV (Photovoltaic) | 7.98 | 15404 | Residential | Non-Incentive | 3 - Installed | 2017-11-06 | 2017-11-17 | 2018-04-27 | 22400 | 0 | Angle Homes | Purchase
UNSEDG-01764 | 86404 | PV (Photovoltaic) | 11.6 | 20769 | Residential | Non-Incentive | 3 - Installed | 2018-04-05 | 2018-04-11 | 2018-04-27 | 29567.5 | 0 | Streamline Solar Power Systems | Purchase
UNSEDG-01512 | 86401 | PV (Photovoltaic) | 7.98 | 15300 | Residential | Non-Incentive | 3 - Installed | 2017-11-06 | 2017-11-17 | 2018-05-01 | 15360 | 0 | Angle Homes | Purchase
UNSEDG-01662 | 86404 | PV (Photovoltaic) | 10.8 | 18443 | Residential | Non-Incentive | 3 - Installed | 2018-02-13 | 2018-02-15 | 2018-05-01 | 35640 | 0 | Esmay Electric, Inc. | Lease
UNSEDG-01687 | 86413 | PV (Photovoltaic) | 9.36 | 16314 | Residential | Non-Incentive | 3 - Installed | 2018-02-27 | 2018-03-05 | 2018-05-01 | 30888 | 0 | Esmay Electric, Inc. | Lease
UNSEDG-01717 | 86403 | PV (Photovoltaic) | 10.5 | 18459 | Residential | Non-Incentive | 3 - Installed | 2018-03-13 | 2018-03-22 | 2018-05-01 | 30975 | 0 | Mohave Solar | Purchase
UNSEDG-01728 | 86406 | PV (Photovoltaic) | 9.72 | 16959 | Residential | Non-Incentive | 3 - Installed | 2018-03-19 | 2018-03-23 | 2018-05-01 | 33076 | 0 | Esmay Electric, Inc. | Lease
UNSEDG-01620 | 86406 | PV (Photovoltaic) | 11.04 | 20104 | Residential | Non-Incentive | 3 - Installed | 2018-01-17 | 2018-01-24 | 2018-05-02 | 36432 | 0 | Esmay Electric, Inc. | Lease
UNSEDG-01469 | 86403 | PV (Photovoltaic) | 11.04 | 19066 | Residential | Non-Incentive | 3 - Installed | 2017-11-06 | 2017-11-08 | 2018-05-03 | 37536 | 0 | Havasu Solar | Lease
UNSEDG-01724 | 86401 | PV (Photovoltaic) | 7.54 | 12145 | Residential | Non-Incentive | 3 - Installed | 2018-03-16 | 2018-03-23 | 2018-05-03 | 15457 | 0 | Streamline Solar Power Systems | Purchase
UNSEDG-01735 | 86403 | PV (Photovoltaic) | 10.464 | 18497 | Residential | Non-Incentive | 3 - Installed | 2018-03-23 | 2018-03-26 | 2018-05-03 | 29299.2 | 0 | Esmay Electric, Inc. | Purchase
UNSEDG-01737 | 86406 | PV (Photovoltaic) | 10.464 | 18677 | Residential | Non-Incentive | 3 - Installed | 2018-03-23 | 2018-03-27 | 2018-05-03 | 32333.76 | 0 | Esmay Electric, Inc. | Purchase
UNSEDG-01738 | 86406 | PV (Photovoltaic) | 6.54 | 11673 | Residential | Non-Incentive | 3 - Installed | 2018-03-23 | 2018-03-27 | 2018-05-03 | 20208.6 | 0 | Esmay Electric, Inc. | Purchase
UNSEDG-01750 | 86404 | PV (Photovoltaic) | 10.464 | 18230 | Residential | Non-Incentive | 3 - Installed | 2018-04-02 | 2018-04-10 | 2018-05-07 | 33380.16 | 0 | Esmay Electric, Inc. | Purchase
UNSEDG-01760 | 86406 | PV (Photovoltaic) | 11.52 | 20501 | Residential | Non-Incentive | 3 - Installed | 2018-04-03 | 2018-04-11 | 2018-05-07 | 40665.6 | 0 | Esmay Electric, Inc. | Purchase
UNSEDG-01745 | 86406 | PV (Photovoltaic) | 10.464 | 18230 | Residential | Non-Incentive | 3 - Installed | 2018-03-29 | 2018-04-10 | 2018-05-08 | 29299.2 | 0 | Esmay Electric, Inc. | Purchase
UNSEDG-01748 | 86406 | PV (Photovoltaic) | 12.6 | 21736 | Residential | Non-Incentive | 3 - Installed | 2018-04-02 | 2018-04-10 | 2018-05-08 | 42000 | 0 | Mohave Solar | Purchase
UNSEDG-01696 | 86426 | PV (Photovoltaic) | 4.2 | 6627 | Residential | Non-Incentive | 3 - Installed | 2018-03-02 | 2018-03-12 | 2018-05-10 | 26000 | 0 | Phoenix Solar Specialists LLC | Purchase
UNSEDG-01697 | 86403 | PV (Photovoltaic) | 4.2 | 7077 | Residential | Non-Incentive | 3 - Installed | 2018-03-02 | 2018-03-12 | 2018-05-10 | 25000 | 0 | Phoenix Solar Specialists LLC | Purchase
UNSEDG-01698 | 86413 | PV (Photovoltaic) | 4.2 | 6838 | Residential | Non-Incentive | 3 - Installed | 2018-03-02 | 2018-03-12 | 2018-05-10 | 25000 | 0 | Phoenix Solar Specialists LLC | Purchase
UNSEDG-01530 | 86401 | PV (Photovoltaic) | 5.04 | 9189 | Residential | Non-Incentive | 3 - Installed | 2017-11-06 | 2017-12-08 | 2018-05-11 | 15675 | 0 | Angle Homes | Purchase
UNSEDG-01579 | 86404 | PV (Photovoltaic) | 10.8 | 20086 | Residential | Non-Incentive | 3 - Installed | 2017-12-19 | 2017-12-22 | 2018-05-11 | 36180 | 0 | Havasu Solar | Lease
UNSEDG-01716 | 86406 | PV (Photovoltaic) | 11.52 | 20217 | Residential | Non-Incentive | 3 - Installed | 2018-03-12 | 2018-03-22 | 2018-05-11 | 38016 | 0 | Esmay Electric, Inc. | Lease
UNSEDG-01817 | 86401 | PV (Photovoltaic) | 9.975 | 19435 | Residential | Non-Incentive | 3 - Installed | 2018-04-25 | 2018-05-07 | 2018-05-11 | 25000 | 0 | Angle Homes | Purchase
UNSEDG-01721 | 86404 | PV (Photovoltaic) | 12.18 | 21896 | Residential | Non-Incentive | 3 - Installed | 2018-03-14 | 2018-03-22 | 2018-05-14 | 29580.38 | 0 | Streamline Solar Power Systems | Purchase
UNSEDG-01732 | 86406 | PV (Photovoltaic) | 11.52 | 19698 | Residential | Non-Incentive | 3 - Installed | 2018-03-20 | 2018-03-23 | 2018-05-14 | 38016 | 0 | Esmay Electric, Inc. | Lease
UNSEDG-01747 | 86406 | PV (Photovoltaic) | 4.16 | 7435 | Residential | Non-Incentive | 3 - Installed | 2018-04-02 | 2018-04-10 | 2018-05-14 | 10816 | 0 | Esmay Electric | Purchase
UNSEDG-01772 | 86403 | PV (Photovoltaic) | 11.52 | 20376 | Residential | Non-Incentive | 3 - Installed | 2018-04-09 | 2018-04-17 | 2018-05-14 | 40550.4 | 0 | Esmay Electric | Purchase
UNSEDG-01776 | 86404 | PV (Photovoltaic) | 9.57 | 16964 | Residential | Non-Incentive | 3 - Installed | 2018-04-09 | 2018-04-17 | 2018-05-14 | 25984 | 0 | Streamline Solar Power Systems | Purchase
UNSEDG-01794 | 86403 | PV (Photovoltaic) | 8.28 | 14098 | Residential | Non-Incentive | 3 - Installed | 2018-04-12 | 2018-04-17 | 2018-05-14 | 29228.4 | 0 | Esmay Electric, Inc. | Purchase
UNSEDG-01550 | 86406 | PV (Photovoltaic) | 11.04 | 19507 | Residential | Non-Incentive | 3 - Installed | 2017-12-11 | 2017-12-12 | 2018-05-15 | 34224 | 0 | Esmay Electric, Inc. | Purchase
UNSEDG-01780 | 86404 | PV (Photovoltaic) | 10.137 | 18157 | Residential | Non-Incentive | 3 - Installed | 2018-04-09 | 2018-04-17 | 2018-05-16 | 28383.6 | 0 | Esmay Electric, Inc. | Purchase
UNSEDG-01556 | 86404 | PV (Photovoltaic) | 5.76 | 10698 | Residential | Non-Incentive | 3 - Installed | 2017-12-12 | 2017-12-20 | 2018-05-17 | 20157 | 0 | Titan Solar Power | Lease
UNSEDG-01791 | 86403 | PV (Photovoltaic) | 6.12 | 10602 | Residential | Non-Incentive | 3 - Installed | 2018-04-11 | 2018-04-17 | 2018-05-17 | 22892 | 0 | Esmay Electric | Purchase
UNSEDG-01532 | 86401 | PV (Photovoltaic) | 3.6 | 6847 | Residential | Non-Incentive | 3 - Installed | 2017-11-06 | 2017-12-08 | 2018-05-21 | 15675 | 0 | Angle Homes | Purchase
UNSEDG-01742 | 86409 | PV (Photovoltaic) | 8.64 | 15771 | Residential | Non-Incentive | 3 - Installed | 2018-03-27 | 2018-04-04 | 2018-05-21 | 26784 | 0 | Esmay Electric, Inc. | Purchase
UNSEDG-01749 | 86403 | PV (Photovoltaic) | 11.52 | 20400 | Residential | Non-Incentive | 3 - Installed | 2018-04-02 | 2018-04-10 | 2018-05-21 | 38016 | 0 | Esmay Electric, Inc. | Lease
UNSEDG-01779 | 86403 | PV (Photovoltaic) | 8.64 | 15084 | Residential | Non-Incentive | 3 - Installed | 2018-04-09 | 2018-04-17 | 2018-05-21 | 27784 | 0 | Esmay Electric, Inc. | Purchase
UNSEDG-01818 | 86413 | PV (Photovoltaic) | 8.05 | 15279 | Residential | Non-Incentive | 3 - Installed | 2018-04-25 | 2018-05-07 | 2018-05-21 | 19112.5 | 0 | Tri State Solar and Wind Corp. | Purchase
UNSEDG-01547 | 86431 | PV (Photovoltaic) | 4.02 | 7518 | Residential | Non-Incentive | 3 - Installed | 2017-12-08 | 2017-12-22 | 2018-05-22 | 12000 | 0 | Mohave Solar | Purchase
UNSEDG-01634 | 86431 | PV (Photovoltaic) | 8.04 | 15035 | Residential | Non-Incentive | 3 - Installed | 2018-01-29 | 2018-01-31 | 2018-05-22 | 35000 | 0 | Mohave Solar | Purchase
UNSEDG-01744 | 86404 | PV (Photovoltaic) | 7.92 | 13161 | Residential | Non-Incentive | 3 - Installed | 2018-03-28 | 2018-04-04 | 2018-05-22 | 26136 | 0 | Esmay Electric, Inc. | Lease
UNSEDG-01587 | 86401 | PV (Photovoltaic) | 8.64 | 14983 | Residential | Non-Incentive | 3 - Installed | 2017-12-21 | 2017-12-27 | 2018-05-23 | 28512 | 0 | Havasu Solar | Lease
UNSEDG-01651 | 86413 | PV (Photovoltaic) | 5.4 | 10263 | Residential | Non-Incentive | 3 - Installed | 2018-02-01 | 2018-02-06 | 2018-05-23 | 18090 | 0 | Havasu Solar | Lease
UNSEDG-01652 | 86413 | PV (Photovoltaic) | 7.92 | 13145 | Residential | Non-Incentive | 3 - Installed | 2018-02-06 | 2018-02-15 | 2018-05-23 | 25582 | 0 | Havasu Solar | Lease
UNSEDG-01743 | 86406 | PV (Photovoltaic) | 6.84 | 11864 | Residential | Non-Incentive | 3 - Installed | 2018-03-28 | 2018-04-04 | 2018-05-23 | 22572 | 0 | Esmay Electric, Inc. | Lease
UNSEDG-01753 | 86406 | PV (Photovoltaic) | 11.52 | 19903 | Residential | Non-Incentive | 3 - Installed | 2018-04-03 | 2018-04-11 | 2018-05-24 | 38016 | 0 | Esmay Electric | Lease
UNSEDG-01759 | 86403 | PV (Photovoltaic) | 11.52 | 20058 | Residential | Non-Incentive | 3 - Installed | 2018-04-03 | 2018-04-11 | 2018-05-25 | 38016 | 0 | Esmay Electric | Lease
UNSEDG-01769 | 86406 | PV (Photovoltaic) | 10.464 | 17532 | Residential | Non-Incentive | 3 - Installed | 2018-04-06 | 2018-04-17 | 2018-05-25 | 33380.16 | 0 | Esmay Electric, Inc. | Purchase
UNSEDG-01781 | 86409 | PV (Photovoltaic) | 4.2 | 7758 | Residential | Non-Incentive | 3 - Installed | 2018-04-10 | 2018-04-17 | 2018-05-29 | 25607 | 0 | Phoenix Solar Specialists | Purchase
UNSEDG-01784 | 86403 | PV (Photovoltaic) | 7.194 | 13098 | Residential | Non-Incentive | 3 - Installed | 2018-04-10 | 2018-04-17 | 2018-05-29 | 24253 | 0 | Streamline Solar Power Systems | Purchase
UNSEDG-01787 | 86413 | PV (Photovoltaic) | 4.8 | 7794 | Residential | Non-Incentive | 3 - Installed | 2018-04-10 | 2018-04-17 | 2018-05-29 | 26500 | 0 | Phoenix Solar Specialists | Purchase
UNSEDG-01606 | 86404 | PV (Photovoltaic) | 15.18 | 27004 | Residential | Non-Incentive | 3 - Installed | 2018-01-05 | 2018-01-18 | 2018-05-30 | 49058 | 0 | Esmay Electric, Inc. | Purchase
UNSEDG-01653 | 86401 | PV (Photovoltaic) | 11.16 | 21173 | Residential | Non-Incentive | 3 - Installed | 2018-02-07 | 2018-02-15 | 2018-05-30 | 35638 | 0 | Havasu Solar | Lease
UNSEDG-01763 | 86404 | PV (Photovoltaic) | 10.8 | 18132 | Residential | Non-Incentive | 3 - Installed | 2018-04-05 | 2018-04-11 | 2018-05-30 | 31860 | 0 | Mohave Solar | Purchase
UNSEDG-01677 | 86406 | PV (Photovoltaic) | 8.28 | 15336 | Residential | Non-Incentive | 3 - Installed | 2018-02-22 | 2018-03-05 | 2018-06-01 | 26744 | 0 | Havasu Solar | Lease
UNSEDG-01792 | 86403 | PV (Photovoltaic) | 9.483 | 17185 | Residential | Non-Incentive | 3 - Installed | 2018-04-11 | 2018-04-17 | 2018-06-01 | 26802.4 | 0 | Esmay Electric, Inc. | Purchase
UNSEDG-01804 | 86404 | PV (Photovoltaic) | 10.24 | 17653 | Residential | Non-Incentive | 3 - Installed | 2018-04-19 | 2018-04-26 | 2018-06-01 | 30412.8 | 0 | Esmay Electric, Inc. | Purchase
UNSEDG-01806 | 86404 | PV (Photovoltaic) | 11.16 | 17396 | Residential | Non-Incentive | 3 - Installed | 2018-04-20 | 2018-04-26 | 2018-06-01 | 32208 | 0 | Streamline Solar Power Systems | Lease
UNSEDG-01627 | 86406 | PV (Photovoltaic) | 12.06 | 21717 | Residential | Non-Incentive | 3 - Installed | 2018-01-23 | 2018-01-30 | 2018-06-04 | 44557 | 0 | Mohave Solar | Purchase
UNSEDG-01795 | 86404 | PV (Photovoltaic) | 11.52 | 20272 | Residential | Non-Incentive | 3 - Installed | 2018-04-13 | 2018-04-19 | 2018-06-06 | 38016 | 0 | Esmay Electric, Inc | Lease
UNSEDG-01813 | 86406 | PV (Photovoltaic) | 11.52 | 20352 | Residential | Non-Incentive | 3 - Installed | 2018-04-23 | 2018-05-03 | 2018-06-06 | 40550.4 | 0 | Esmay Electric | Purchase
UNSEDG-01855 | 86406 | PV (Photovoltaic) | 11.16 | 20216 | Residential | Non-Incentive | 3 - Installed | 2018-05-08 | 2018-05-14 | 2018-06-06 | 40734 | 0 | Streamline Solar Power Systems | Lease
UNSEDG-01680 | 86406 | PV (Photovoltaic) | 5.4 | 9773 | Residential | Non-Incentive | 3 - Installed | 2018-02-26 | 2018-03-05 | 2018-06-07 | 17280 | 0 | Havasu Solar | Lease
UNSEDG-01691 | 86404 | PV (Photovoltaic) | 10.85 | 19856 | Residential | Non-Incentive | 3 - Installed | 2018-02-28 | 2018-03-05 | 2018-06-07 | 34178 | 0 | Havasu Solar | Lease
UNSEDG-01773 | 86404 | PV (Photovoltaic) | 11.52 | 20349 | Residential | Non-Incentive | 3 - Installed | 2018-04-09 | 2018-04-17 | 2018-06-07 | 38016 | 0 | Esmay Electric | Lease
UNSEDG-01866 | 86406 | PV (Photovoltaic) | 6.54 | 11767 | Residential | Non-Incentive | 3 - Installed | 2018-05-10 | 2018-05-16 | 2018-06-07 | 18312 | 0 | Esmay Electric, Inc. | Purchase
UNSEDG-01845 | 86404 | PV (Photovoltaic) | 9.66 | 17148 | Residential | Non-Incentive | 3 - Installed | 2018-05-04 | 2018-05-15 | 2018-06-08 | 31878 | 0 | Esmay Electric, Inc. | Purchase
UNSEDG-01631 | 86406 | PV (Photovoltaic) | 9.72 | 15800 | Residential | Non-Incentive | 3 - Installed | 2018-01-24 | 2018-01-30 | 2018-06-11 | 31590 | 0 | Havasu Solar | Lease
UNSEDG-01713 | 86406 | PV (Photovoltaic) | 9.72 | 16507 | Residential | Non-Incentive | 3 - Installed | 2018-03-12 | 2018-03-21 | 2018-06-11 | 32076 | 0 | Esmay Electric, Inc. | Lease
UNSEDG-01775 | 86404 | PV (Photovoltaic) | 12.76 | 20442 | Residential | Non-Incentive | 3 - Installed | 2018-04-09 | 2018-05-22 | 2018-06-11 | 18259.2 | 0 | Streamline Solar Power Systems | Purchase
UNSEDG-01782 | 86406 | PV (Photovoltaic) | 11.52 | 19778 | Residential | Non-Incentive | 3 - Installed | 2018-04-10 | 2018-04-17 | 2018-06-11 | 36912 | 0 | Esmay Electric | Purchase
UNSEDG-01854 | 86406 | PV (Photovoltaic) | 8.28 | 14735 | Residential | Non-Incentive | 3 - Installed | 2018-05-07 | 2018-05-14 | 2018-06-11 | 29145.6 | 0 | Esmay Electric, Inc. | Purchase
UNSEDG-01709 | 85648 | PV (Photovoltaic) | 13.42 | 21990 | Residential | Non-Incentive | 3 - Installed | 2018-03-09 | 2018-03-21 | 2018-06-13 | 59048 | 0 | SolarCity dba Tesla | Lease
UNSEDG-01837 | 86406 | PV (Photovoltaic) | 11.52 | 20845 | Residential | Non-Incentive | 3 - Installed | 2018-05-02 | 2018-05-07 | 2018-06-13 | 43472 | 0 | Streamline Solar Power Systems | Lease
UNSEDG-01887 | 86406 | PV (Photovoltaic) | 5.76 | 9607 | Residential | Non-Incentive | 3 - Installed | 2018-05-22 | 2018-05-29 | 2018-06-13 | 18432 | 0 | Havasu Solar | Lease
UNSEDG-01751 | 86406 | PV (Photovoltaic) | 11.385 | 20574 | Residential | Non-Incentive | 3 - Installed | 2018-04-02 | 2018-04-11 | 2018-06-14 | 39364.6 | 0 | Titan Solar Power | Lease
UNSEDG-01756 | 86401 | PV (Photovoltaic) | 12.6 | 20790 | Residential | Non-Incentive | 3 - Installed | 2018-04-03 | 2018-04-11 | 2018-06-15 | 45240 | 0 | Mohave Solar | Purchase
UNSEDG-01835 | 86403 | PV (Photovoltaic) | 11.52 | 18341 | Residential | Non-Incentive | 3 - Installed | 2018-05-01 | 2018-05-07 | 2018-06-18 | 40550.4 | 0 | Esmay Electric, Inc. | Purchase
UNSEDG-01871 | 86406 | PV (Photovoltaic) | 7.245 | 12338 | Residential | Non-Incentive | 3 - Installed | 2018-05-14 | 2018-05-22 | 2018-06-18 | 23908.5 | 0 | Esmay Electric, Inc. | Purchase
UNSEDG-01726 | 86404 | PV (Photovoltaic) | 10.8 | 18275 | Residential | Non-Incentive | 3 - Installed | 2018-03-19 | 2018-03-22 | 2018-06-19 | 35640 | 0 | Havasu Solar | Lease
UNSEDG-01858 | 86406 | PV (Photovoltaic) | 11.52 | 18723 | Residential | Non-Incentive | 3 - Installed | 2018-05-09 | 2018-05-15 | 2018-06-19 | 41792 | 0 | Streamline Solar Power Systems | Lease
UNSEDG-01755 | 86404 | PV (Photovoltaic) | 10.8 | 19603 | Residential | Non-Incentive | 3 - Installed | 2018-04-03 | 2018-04-11 | 2018-06-21 | 35640 | 0 | Havasu Solar | Lease
UNSEDG-01822 | 85646 | PV (Photovoltaic) | 8.96 | 16670 | Residential | Non-Incentive | 3 - Installed | 2018-04-26 | 2018-05-07 | 2018-06-22 | 31764 | 0 | The Solar Store | Purchase
UNSEDG-01828 | 86406 | PV (Photovoltaic) | 6 | 10082 | Residential | Non-Incentive | 3 - Installed | 2018-04-27 | 2018-05-07 | 2018-06-22 | 18000 | 0 | Mohave Solar | Purchase
UNSEDG-01861 | 86401 | PV (Photovoltaic) | 7.04 | 12636 | Residential | Non-Incentive | 3 - Installed | 2018-05-09 | 2018-05-16 | 2018-06-22 | 13054.8 | 0 | Streamline Solar Power Systems | Purchase
UNSEDG-01873 | 86403 | PV (Photovoltaic) | 11.52 | 20435 | Residential | Non-Incentive | 3 - Installed | 2018-05-14 | 2018-05-16 | 2018-06-22 | 40550.4 | 0 | Esmay Electric, Inc. | Purchase
UNSEDG-01911 | 85621 | PV (Photovoltaic) | 4.64 | 7265 | Residential | Non-Incentive | 3 - Installed | 2018-06-04 | 2018-06-05 | 2018-06-22 | 20543 | 0 | Titan Solar Power | Purchase
UNSEDG-01842 | 86406 | PV (Photovoltaic) | 11.52 | 19272 | Residential | Non-Incentive | 3 - Installed | 2018-05-03 | 2018-05-07 | 2018-06-25 | 38016 | 0 | Esmay Electric, Inc. | Purchase
UNSEDG-01867 | 86406 | PV (Photovoltaic) | 5.886 | 10313 | Residential | Non-Incentive | 3 - Installed | 2018-05-10 | 2018-05-22 | 2018-06-25 | 18717.48 | 0 | Esmay Electric, Inc. | Purchase
UNSEDG-01894 | 86406 | PV (Photovoltaic) | 9.156 | 16296 | Residential | Non-Incentive | 3 - Installed | 2018-05-24 | 2018-06-04 | 2018-06-25 | 25636.8 | 0 | Esmay Electric, Inc. | Purchase
UNSEDG-01768 | 86403 | PV (Photovoltaic) | 11.16 | 19220 | Residential | Non-Incentive | 3 - Installed | 2018-04-06 | 2018-04-17 | 2018-06-26 | 36828 | 0 | Havasu Solar | Lease
UNSEDG-01774 | 86404 | PV (Photovoltaic) | 11.16 | 18931 | Residential | Non-Incentive | 3 - Installed | 2018-04-09 | 2018-04-17 | 2018-06-26 | 36828 | 0 | Havasu Solar | Lease
UNSEDG-01799 | 86409 | PV (Photovoltaic) | 9.81 | 17971 | Residential | Non-Incentive | 3 - Installed | 2018-04-18 | 2018-04-26 | 2018-06-26 | 27468 | 0 | Esmay Electric | Purchase
UNSEDG-01860 | 86406 | PV (Photovoltaic) | 8.4 | 14673 | Residential | Non-Incentive | 3 - Installed | 2018-05-09 | 2018-05-16 | 2018-06-26 | 28555 | 0 | Mohave Solar | Purchase
UNSEDG-01892 | 86406 | PV (Photovoltaic) | 5.76 | 10250 | Residential | Non-Incentive | 3 - Installed | 2018-05-23 | 2018-06-01 | 2018-06-26 | 17856 | 0 | Esmay Electric, Inc. | Purchase
UNSEDG-01895 | 86406 | PV (Photovoltaic) | 11.52 | 19403 | Residential | Non-Incentive | 3 - Installed | 2018-05-24 | 2018-06-01 | 2018-06-27 | 38016 | 0 | Esmay Electric, Inc. | Lease
UNSEDG-01903 | 86409 | PV (Photovoltaic) | 4.2 | 8148 | Residential | Non-Incentive | 3 - Installed | 2018-05-30 | 2018-06-14 | 2018-06-27 | 23000 | 0 | Phoenix Solar Specialists LLC | Purchase
UNSEDG-01597 | 86406 | PV (Photovoltaic) | 11.04 | 20216 | Residential | Non-Incentive | 3 - Installed | 2017-12-27 | 2017-12-29 | 2018-07-02 | 47748.79 | 0 | Titan Solar Power | Lease
UNSEDG-01678 | 86406 | PV (Photovoltaic) | 10.08 | 17021 | Residential | Non-Incentive | 3 - Installed | 2018-02-22 | 2018-03-05 | 2018-07-02 | 31752 | 0 | Havasu Solar | Lease
UNSEDG-01770 | 86403 | PV (Photovoltaic) | 11.16 | 17616 | Residential | Non-Incentive | 3 - Installed | 2018-04-06 | 2018-04-17 | 2018-07-02 | 34596 | 0 | Havasu Solar | Lease
UNSEDG-01827 | 86406 | PV (Photovoltaic) | 6 | 10535 | Residential | Non-Incentive | 3 - Installed | 2018-04-27 | 2018-05-07 | 2018-07-02 | 18000 | 0 | Mohave Solar | Purchase
UNSEDG-01904 | 86406 | PV (Photovoltaic) | 5.76 | 10071 | Residential | Non-Incentive | 3 - Installed | 2018-05-30 | 2018-06-04 | 2018-07-02 | 14976 | 0 | Esmay Electric, Inc. | Purchase
UNSEDG-01841 | 85648 | PV (Photovoltaic) | 6.93 | 12648 | Residential | Non-Incentive | 3 - Installed | 2018-05-03 | 2018-05-14 | 2018-07-03 | 27954 | 0 | The Solar Store | Purchase
UNSEDG-01629 | 86444 | PV (Photovoltaic) | 7.2 | 12090 | Residential | Non-Incentive | 3 - Installed | 2018-01-23 | 2018-01-30 | 2018-07-05 | 27544 | 0 | Havasu Solar | Lease
UNSEDG-01872 | 86403 | PV (Photovoltaic) | 11.52 | 20216 | Residential | Non-Incentive | 3 - Installed | 2018-05-14 | 2018-05-22 | 2018-07-05 | 38016 | 0 | Esmay Electric, Inc. | Lease
UNSEDG-01690 | 86438 | PV (Photovoltaic) | 12.075 | 22466 | Residential | Non-Incentive | 3 - Installed | 2018-02-28 | 2018-03-12 | 2018-07-06 | 42432.5 | 0 | Esmay Electric, Inc. | Purchase
UNSEDG-01699 | 86403 | PV (Photovoltaic) | 26.64 | 47599 | Residential | Non-Incentive | 3 - Installed | 2018-03-05 | 2018-03-30 | 2018-07-06 | 95584 | 0 | Esmay Electric, Inc. | Purchase
UNSEDG-01856 | 86406 | PV (Photovoltaic) | 11.52 | 20152 | Residential | Non-Incentive | 3 - Installed | 2018-05-08 | 2018-05-15 | 2018-07-06 | 38016 | 0 | Esmay Electric, Inc. | Lease
UNSEDG-01862 | 86403 | PV (Photovoltaic) | 5.4 | 9161 | Residential | Non-Incentive | 3 - Installed | 2018-05-09 | 2018-05-16 | 2018-07-06 | 17540 | 0 | Streamline Solar Power Systems | Purchase
UNSEDG-01880 | 86403 | PV (Photovoltaic) | 12.6 | 22571 | Residential | Non-Incentive | 3 - Installed | 2018-05-18 | 2018-05-29 | 2018-07-06 | 36550 | 0 | Mohave Solar | Purchase
UNSEDG-01888 | 86406 | PV (Photovoltaic) | 7.92 | 13525 | Residential | Non-Incentive | 3 - Installed | 2018-05-22 | 2018-06-11 | 2018-07-06 | 26136 | 0 | Havasu Solar | Lease
UNSEDG-01900 | 86404 | PV (Photovoltaic) | 10.08 | 17766 | Residential | Non-Incentive | 3 - Installed | 2018-05-29 | 2018-06-11 | 2018-07-06 | 36645 | 0 | Streamline Solar Power Systems | Lease
UNSEDG-01843 | 86404 | PV (Photovoltaic) | 11.52 | 21685 | Residential | Non-Incentive | 3 - Installed | 2018-05-03 | 2018-05-07 | 2018-07-09 | 35500 | 0 | Mohave Solar | Purchase
UNSEDG-01863 | 86403 | PV (Photovoltaic) | 9 | 14418 | Residential | Non-Incentive | 3 - Installed | 2018-05-09 | 2018-05-16 | 2018-07-09 | 29700 | 0 | Havasu Solar | Lease
UNSEDG-01930 | 86413 | PV (Photovoltaic) | 5.175 | 9442 | Residential | Non-Incentive | 3 - Installed | 2018-06-19 | 2018-06-21 | 2018-07-09 | 18740 | 0 | Titan Solar Power | Lease
UNSEDG-01902 | 86406 | PV (Photovoltaic) | 11.1 | 19274 | Residential | Non-Incentive | 3 - Installed | 2018-05-30 | 2018-06-04 | 2018-07-10 | 32432 | 0 | Mohave Solar | Purchase
UNSEDG-01917 | 86406 | PV (Photovoltaic) | 11.52 | 19135 | Residential | Non-Incentive | 3 - Installed | 2018-06-08 | 2018-06-12 | 2018-07-11 | 40550.4 | 0 | Esmay Electric, Inc. | Purchase
UNSEDG-01916 | 86406 | PV (Photovoltaic) | 6.555 | 11627 | Residential | Non-Incentive | 3 - Installed | 2018-06-08 | 2018-06-12 | 2018-07-12 | 21631.5 | 0 | Esmay Electric, Inc. | Purchase
UNSEDG-01815 | 86404 | PV (Photovoltaic) | 12.6 | 22586 | Residential | Non-Incentive | 3 - Installed | 2018-04-24 | 2018-05-03 | 2018-07-16 | 34020 | 0 | Mohave Solar | Purchase
UNSEDG-01891 | 86406 | PV (Photovoltaic) | 11.16 | 18484 | Residential | Non-Incentive | 3 - Installed | 2018-05-22 | 2018-06-01 | 2018-07-16 | 37386 | 0 | Havasu Solar | Lease
UNSEDG-01915 | 86406 | PV (Photovoltaic) | 10.464 | 18609 | Residential | Non-Incentive | 3 - Installed | 2018-06-08 | 2018-06-12 | 2018-07-17 | 34531.2 | 0 | Esmay Electric, Inc. | Lease
UNSEDG-01852 | 86406 | PV (Photovoltaic) | 12.6 | 21995 | Residential | Non-Incentive | 3 - Installed | 2018-05-07 | 2018-05-14 | 2018-07-18 | 42500 | 0 | Mohave Solar | Purchase
UNSEDG-01889 | 86409 | PV (Photovoltaic) | 5.76 | 10705 | Residential | Non-Incentive | 3 - Installed | 2018-05-22 | 2018-05-29 | 2018-07-18 | 20160 | 0 | Havasu Solar | Lease
UNSEDG-01838 | 86403 | PV (Photovoltaic) | 11.52 | 19895 | Residential | Non-Incentive | 3 - Installed | 2018-05-02 | 2018-05-07 | 2018-07-19 | 41772 | 0 | Streamline Solar Power Systems | Lease
UNSEDG-01727 | 86406 | PV (Photovoltaic) | 11.16 | 19908 | Residential | Non-Incentive | 3 - Installed | 2018-03-19 | 2018-05-30 | 2018-07-20 | 52747 | 0 | Havasu Solar | Lease
UNSEDG-01908 | 86403 | PV (Photovoltaic) | 11.52 | 20272 | Residential | Non-Incentive | 3 - Installed | 2018-05-31 | 2018-06-04 | 2018-07-20 | 38016 | 0 | Esmay Electric, Inc. | Lease
UNSEDG-01927 | 86403 | PV (Photovoltaic) | 11.52 | 19423 | Residential | Non-Incentive | 3 - Installed | 2018-06-18 | 2018-06-21 | 2018-07-20 | 35712 | 0 | Esmay Electric, Inc. | Purchase
UNSEDG-01222 | 85621 | PV (Photovoltaic) | 148.85 | 255993 | Non-Residential | Non-Incentive | 3 - Installed | 2017-06-21 | 2018-07-23 | 2018-07-23 | 438700 | 0 | Smart Solar Solutions, LLC | Purchase
UNSEDG-01898 | 86406 | PV (Photovoltaic) | 9.61 | 15561 | Residential | Non-Incentive | 3 - Installed | 2018-05-29 | 2018-06-04 | 2018-07-23 | 15000 | 0 | Discreet Electrical Services, Inc. | Purchase
UNSEDG-01907 | 86401 | PV (Photovoltaic) | 11.04 | 19364 | Residential | Non-Incentive | 3 - Installed | 2018-05-30 | 2018-06-05 | 2018-07-23 | 36432 | 0 | Esmay Electric, Inc. | Purchase
UNSEDG-01924 | 86406 | PV (Photovoltaic) | 11.52 | 19452 | Residential | Non-Incentive | 3 - Installed | 2018-06-14 | 2018-06-21 | 2018-07-25 | 35712 | 0 | Esmay Electric, Inc. | Purchase
UNSEDG-01926 | 86406 | PV (Photovoltaic) | 7.92 | 13526 | Residential | Non-Incentive | 3 - Installed | 2018-06-18 | 2018-06-21 | 2018-07-25 | 28378.4 | 0 | Esmay Electric, Inc. | Purchase
UNSEDG-01943 | 86403 | PV (Photovoltaic) | 10.8 | 19128 | Residential | Non-Incentive | 3 - Installed | 2018-06-29 | 2018-07-09 | 2018-07-26 | 29783.04 | 0 | Esmay Electric, Inc. | Purchase
UNSEDG-01934 | 86403 | PV (Photovoltaic) | 9.156 | 15492 | Residential | Non-Incentive | 3 - Installed | 2018-06-25 | 2018-06-27 | 2018-07-27 | 30214.8 | 0 | Esmay Electric, Inc. | Purchase
UNSEDG-01853 | 86403 | PV (Photovoltaic) | 8.1 | 14410 | Residential | Non-Incentive | 3 - Installed | 2018-05-07 | 2018-05-14 | 2018-08-01 | 27555 | 0 | Mohave Solar | Purchase
UNSEDG-01876 | 86403 | PV (Photovoltaic) | 8.58 | 16196 | Residential | Non-Incentive | 3 - Installed | 2018-05-16 | 2018-05-29 | 2018-08-01 | 21450 | 0 | AAA Electric | Purchase
UNSEDG-01914 | 86404 | PV (Photovoltaic) | 11.52 | 20557 | Residential | Non-Incentive | 3 - Installed | 2018-06-08 | 2018-06-12 | 2018-08-01 | 39053 | 0 | Streamline Solar Power Systems | Lease
UNSEDG-01929 | 86403 | PV (Photovoltaic) | 4.95 | 9005 | Residential | Non-Incentive | 3 - Installed | 2018-06-18 | 2018-06-21 | 2018-08-01 | 12500 | 0 | Self Install | Purchase
UNSEDG-01937 | 86406 | PV (Photovoltaic) | 12.6 | 22588 | Residential | Non-Incentive | 3 - Installed | 2018-06-26 | 2018-06-27 | 2018-08-01 | 38189 | 0 | Mohave Solar | Purchase
UNSEDG-01786 | 86409 | PV (Photovoltaic) | 4.5 | 8700 | Residential | Non-Incentive | 3 - Installed | 2018-04-10 | 2018-04-17 | 2018-08-02 | 24219 | 0 | Phoenix Solar Specialists | Purchase
UNSEDG-01869 | 86431 | PV (Photovoltaic) | 12.6 | 21935 | Residential | Non-Incentive | 3 - Installed | 2018-05-11 | 2018-06-01 | 2018-08-02 | 39500 | 0 | Mohave Solar | Purchase
UNSEDG-01893 | 86406 | PV (Photovoltaic) | 11.16 | 20146 | Residential | Non-Incentive | 3 - Installed | 2018-05-24 | 2018-06-01 | 2018-08-02 | 20000 | 0 | Owner / Builder | Purchase
UNSEDG-01909 | 86409 | PV (Photovoltaic) | 5.1 | 9253 | Residential | Non-Incentive | 3 - Installed | 2018-06-01 | 2018-06-04 | 2018-08-02 | 32006 | 0 | Phoenix Solar Specialists LLC | Purchase
UNSEDG-01910 | 86406 | PV (Photovoltaic) | 8.28 | 13928 | Residential | Non-Incentive | 3 - Installed | 2018-06-04 | 2018-06-05 | 2018-08-07 | 27738 | 0 | Havasu Solar | Lease
UNSEDG-01931 | 86406 | PV (Photovoltaic) | 11.52 | 19580 | Residential | Non-Incentive | 3 - Installed | 2018-06-20 | 2018-06-21 | 2018-08-13 | 38016 | 0 | Esmay Electric, Inc. | Purchase
UNSEDG-01948 | 86403 | PV (Photovoltaic) | 10.2 | 18185 | Residential | Non-Incentive | 3 - Installed | 2018-07-05 | 2018-07-09 | 2018-08-13 | 29746 | 0 | Mohave Solar | Purchase
UNSEDG-01968 | 85648 | PV (Photovoltaic) | 6.6 | 10420 | Residential | Non-Incentive | 3 - Installed | 2018-07-16 | 2018-07-30 | 2018-08-14 | 29040 | 0 | SOLAR CITY | Lease
UNSEDG-01950 | 86406 | PV (Photovoltaic) | 23.68 | 40688 | Residential | Non-Incentive | 3 - Installed | 2018-07-05 | 2018-07-19 | 2018-08-15 | 67427.97 | 0 | Esmay Electric, Inc. | Purchase
UNSEDG-01952 | 86406 | PV (Photovoltaic) | 11.52 | 19714 | Residential | Non-Incentive | 3 - Installed | 2018-07-05 | 2018-07-09 | 2018-08-15 | 35712 | 0 | Esmay Electric, Inc. | Purchase
UNSEDG-01807 | 86403 | PV (Photovoltaic) | 10.24 | 18285 | Residential | Non-Incentive | 3 - Installed | 2018-04-20 | 2018-05-03 | 2018-08-16 | 27474 | 0 | Esmay Electric, Inc. | Purchase
UNSEDG-01921 | 86403 | PV (Photovoltaic) | 11.52 | 20275 | Residential | Non-Incentive | 3 - Installed | 2018-06-12 | 2018-06-14 | 2018-08-16 | 35943 | 0 | Streamline Solar Power Systems | Lease
UNSEDG-01933 | 86441 | PV (Photovoltaic) | 4.275 | 8053 | Residential | Non-Incentive | 3 - Installed | 2018-06-21 | 2018-06-25 | 2018-08-16 | 13893.75 | 0 | Titan Solar Power | Purchase
UNSEDG-01941 | 86404 | PV (Photovoltaic) | 11.16 | 18483 | Residential | Non-Incentive | 3 - Installed | 2018-06-27 | 2018-07-09 | 2018-08-16 | 36270 | 0 | Havasu Solar | Lease
UNSEDG-01731 | 86406 | PV (Photovoltaic) | 8.28 | 13840 | Residential | Non-Incentive | 3 - Installed | 2018-03-20 | 2018-03-23 | 2018-08-20 | 26496 | 0 | Havasu Solar | Lease
UNSEDG-01882 | 86406 | PV (Photovoltaic) | 12.6 | 21901 | Residential | Non-Incentive | 3 - Installed | 2018-05-21 | 2018-05-29 | 2018-08-20 | 29350 | 0 | Tri State Solar & Wind Corp. | Purchase
UNSEDG-01912 | 86406 | PV (Photovoltaic) | 15 | 25239 | Residential | Non-Incentive | 3 - Installed | 2018-06-05 | 2018-06-11 | 2018-08-20 | 41821 | 0 | Streamline Solar Power Systems | Purchase
UNSEDG-01918 | 86404 | PV (Photovoltaic) | 9.3 | 15828 | Residential | Non-Incentive | 3 - Installed | 2018-06-11 | 2018-06-12 | 2018-08-20 | 25934 | 0 | Streamline Solar Power Systems | Purchase
UNSEDG-01808 | 86409 | PV (Photovoltaic) | 5.6 | 7925 | Residential | Non-Incentive | 3 - Installed | 2018-04-23 | 2018-05-03 | 2018-08-21 | 15675 | 0 | Angle Homes | Purchase
UNSEDG-01940 | 86404 | PV (Photovoltaic) | 11.16 | 19086 | Residential | Non-Incentive | 3 - Installed | 2018-06-27 | 2018-07-03 | 2018-08-21 | 35154 | 0 | Havasu Solar | Lease
UNSEDG-01905 | 86406 | PV (Photovoltaic) | 10.5 | 18172 | Residential | Non-Incentive | 3 - Installed | 2018-05-30 | 2018-06-04 | 2018-08-22 | 34567 | 0 | Mohave Solar | Purchase
UNSEDG-01944 | 86406 | PV (Photovoltaic) | 8.502 | 14288 | Residential | Non-Incentive | 3 - Installed | 2018-06-29 | 2018-07-09 | 2018-08-22 | 28056.6 | 0 | Esmay Electric, Inc. | Purchase
UNSEDG-01949 | 86404 | PV (Photovoltaic) | 11.04 | 19583 | Residential | Non-Incentive | 3 - Installed | 2018-07-05 | 2018-07-09 | 2018-08-22 | 36432 | 0 | Esmay Electric, Inc. | Purchase
UNSEDG-01951 | 86404 | PV (Photovoltaic) | 6 | 10737 | Residential | Non-Incentive | 3 - Installed | 2018-07-05 | 2018-07-09 | 2018-08-23 | 19938 | 0 | Mohave Solar | Purchase
UNSEDG-01885 | 86403 | PV (Photovoltaic) | 15.84 | 25214 | Residential | Non-Incentive | 3 - Installed | 2018-05-22 | 2018-08-07 | 2018-08-24 | 49104 | 0 | Havasu Solar | Lease
UNSEDG-01919 | 86403 | PV (Photovoltaic) | 13.8 | 23839 | Residential | Non-Incentive | 3 - Installed | 2018-06-11 | 2018-06-12 | 2018-08-24 | 37782 | 0 | Streamline Solar Power Systems | Purchase
UNSEDG-01953 | 86403 | PV (Photovoltaic) | 11.52 | 20526 | Residential | Non-Incentive | 3 - Installed | 2018-07-05 | 2018-07-09 | 2018-08-24 | 38016 | 0 | Esmay Electric, Inc. | Lease
UNSEDG-01967 | 86406 | PV (Photovoltaic) | 10.464 | 17940 | Residential | Non-Incentive | 3 - Installed | 2018-07-13 | 2018-07-23 | 2018-08-24 | 33275.52 | 0 | Esmay Electric, Inc. | Purchase
UNSEDG-01831 | 86406 | PV (Photovoltaic) | 11.385 | 20452 | Residential | Non-Incentive | 3 - Installed | 2018-04-27 | 2018-05-07 | 2018-08-27 | 38707 | 0 | Titan Solar Power | Lease
UNSEDG-01875 | 86406 | PV (Photovoltaic) | 7.26 | 13587 | Residential | Non-Incentive | 3 - Installed | 2018-05-16 | 2018-05-22 | 2018-08-27 | 18150 | 0 | AAA Electric | Purchase
UNSEDG-01939 | 86404 | PV (Photovoltaic) | 6.48 | 11790 | Residential | Non-Incentive | 3 - Installed | 2018-06-26 | 2018-07-03 | 2018-08-28 | 21708 | 0 | Havasu Solar | Lease
UNSEDG-01962 | 86406 | PV (Photovoltaic) | 10.2 | 18062 | Residential | Non-Incentive | 3 - Installed | 2018-07-12 | 2018-08-01 | 2018-08-28 | 36555 | 0 | MOHAVE SOLAR | Purchase
UNSEDG-01973 | 86406 | PV (Photovoltaic) | 11.52 | 20313 | Residential | Non-Incentive | 3 - Installed | 2018-07-17 | 2018-08-03 | 2018-08-28 | 38016 | 0 | Esmay Electric, Inc. | Lease
UNSEDG-01825 | 86406 | PV (Photovoltaic) | 6.84 | 11085 | Residential | Non-Incentive | 3 - Installed | 2018-04-26 | 2018-05-29 | 2018-09-04 | 23256 | 0 | Titan Solar Power | Lease
UNSEDG-01959 | 86406 | PV (Photovoltaic) | 10.2 | 17705 | Residential | Non-Incentive | 3 - Installed | 2018-07-12 | 2018-07-23 | 2018-09-04 | 32555 | 0 | Mohave Solar | Purchase
UNSEDG-01977 | 86404 | PV (Photovoltaic) | 7.848 | 14222 | Residential | Non-Incentive | 3 - Installed | 2018-07-18 | 2018-08-01 | 2018-09-04 | 27674.4 | 0 | Esmay Electric, Inc. | Purchase
UNSEDG-01982 | 86406 | PV (Photovoltaic) | 7.848 | 14156 | Residential | Non-Incentive | 3 - Installed | 2018-07-20 | 2018-08-09 | 2018-09-04 | 26156.64 | 0 | Esmay Electric, Inc. | Purchase
UNSEDG-01793 | 86401 | PV (Photovoltaic) | 4.2 | 7767 | Residential | Non-Incentive | 3 - Installed | 2018-04-11 | 2018-04-19 | 2018-09-06 | 29132 | 0 | Phoenix Solar Specialists | Purchase
UNSEDG-01922 | 86431 | PV (Photovoltaic) | 5.04 | 9370 | Residential | Non-Incentive | 3 - Installed | 2018-06-12 | 2018-06-14 | 2018-09-06 | 15624 | 0 | Streamline Solar Power Systems | Lease
UNSEDG-01980 | 86404 | PV (Photovoltaic) | 11.4 | 20324 | Residential | Non-Incentive | 3 - Installed | 2018-07-19 | 2018-08-17 | 2018-09-06 | 34356 | 0 | Mohave Solar | Purchase
UNSEDG-01996 | 85624 | PV (Photovoltaic) | 13.4 | 24781 | Residential | Non-Incentive | 3 - Installed | 2018-08-09 | 2018-08-14 | 2018-09-06 | 61330 | 0 | The Solar Store | Purchase
UNSEDG-01964 | 86404 | PV (Photovoltaic) | 8.91 | 16201 | Residential | Non-Incentive | 3 - Installed | 2018-07-13 | 2018-07-23 | 2018-09-07 | 16208.4 | 0 | Streamline Solar Power Systems | Purchase
UNSEDG-01974 | 86403 | PV (Photovoltaic) | 11.52 | 20262 | Residential | Non-Incentive | 3 - Installed | 2018-07-18 | 2018-08-03 | 2018-09-07 | 39216 | 0 | Esmay Electric, Inc. | Purchase
UNSEDG-01994 | 86403 | PV (Photovoltaic) | 10.464 | 18486 | Residential | Non-Incentive | 3 - Installed | 2018-08-06 | 2018-08-17 | 2018-09-07 | 29299.2 | 0 | Esmay Electric, Inc. | Purchase
UNSEDG-01965 | 86406 | PV (Photovoltaic) | 10.464 | 18324 | Residential | Non-Incentive | 3 - Installed | 2018-07-13 | 2018-07-27 | 2018-09-10 | 35331.21 | 0 | Esmay Electric, Inc. | Purchase
UNSEDG-01805 | 86406 | PV (Photovoltaic) | 18.36 | 32113 | Residential | Non-Incentive | 3 - Installed | 2018-04-19 | 2018-07-03 | 2018-09-11 | 59670 | 0 | Havasu Solar | Lease
UNSEDG-01848 | 86403 | PV (Photovoltaic) | 5.76 | 10504 | Residential | Non-Incentive | 3 - Installed | 2018-05-04 | 2018-05-07 | 2018-09-11 | 19584 | 0 | Titan Solar Power | Lease
UNSEDG-01865 | 86406 | PV (Photovoltaic) | 11.16 | 20691 | Residential | Non-Incentive | 3 - Installed | 2018-05-10 | 2018-05-16 | 2018-09-11 | 37274 | 0 | Titan Solar Power | Lease
UNSEDG-02028 | 86429 | PV (Photovoltaic) | 6 | 11240 | Residential | Non-Incentive | 3 - Installed | 2018-08-28 | 2018-08-28 | 2018-09-11 | 21000 | 0 | GARDNER ENERGY | Purchase
UNSEDG-02029 | 86429 | PV (Photovoltaic) | 6 | 11240 | Residential | Non-Incentive | 3 - Installed | 2018-08-28 | 2018-08-28 | 2018-09-11 | 21000 | 0 | GARDNER ENERGY | Purchase
UNSEDG-01935 | 86406 | PV (Photovoltaic) | 9.36 | 16172 | Residential | Non-Incentive | 3 - Installed | 2018-06-25 | 2018-06-27 | 2018-09-12 | 30888 | 0 | Esmay Electric, Inc. | Lease
UNSEDG-01966 | 86406 | PV (Photovoltaic) | 7.2 | 11842 | Residential | Non-Incentive | 3 - Installed | 2018-07-13 | 2018-07-23 | 2018-09-12 | 21960 | 0 | Havasu Solar | Lease
UNSEDG-01972 | 86406 | PV (Photovoltaic) | 11.52 | 18101 | Residential | Non-Incentive | 3 - Installed | 2018-07-17 | 2018-07-23 | 2018-09-12 | 36288 | 0 | Streamline Solar Power Systems | Lease
UNSEDG-02018 | 86404 | PV (Photovoltaic) | 6.84 | 11024 | Residential | Non-Incentive | 3 - Installed | 2018-08-22 | 2018-08-23 | 2018-09-12 | 21204 | 0 | Havasu Solar | Lease
UNSEDG-01970 | 86406 | PV (Photovoltaic) | 10.464 | 18908 | Residential | Non-Incentive | 3 - Installed | 2018-07-16 | 2018-08-03 | 2018-09-13 | 34531.2 | 0 | ESMAY ELECTRIC INC | Purchase
UNSEDG-01777 | 86403 | PV (Photovoltaic) | 11.52 | 20425 | Residential | Non-Incentive | 3 - Installed | 2018-04-09 | 2018-04-17 | 2018-09-17 | 35712 | 0 | Esmay Electric, Inc. | Purchase
UNSEDG-01987 | 86403 | PV (Photovoltaic) | 8.28 | 14365 | Residential | Non-Incentive | 3 - Installed | 2018-07-23 | 2018-08-17 | 2018-09-17 | 27324 | 0 | Esmay Electric, Inc. | Lease
UNSEDG-02007 | 86404 | PV (Photovoltaic) | 12.76 | 22301 | Residential | Non-Incentive | 3 - Installed | 2018-08-20 | 2018-08-23 | 2018-09-18 | 33411.84 | 0 | Streamline Solar Power Systems | Purchase
UNSEDG-02012 | 86403 | PV (Photovoltaic) | 8.64 | 14284 | Residential | Non-Incentive | 3 - Installed | 2018-08-21 | 2018-08-23 | 2018-09-18 | 28512 | 0 | Havasu Solar | Lease
UNSEDG-01961 | 86406 | PV (Photovoltaic) | 7.56 | 12687 | Residential | Non-Incentive | 3 - Installed | 2018-07-12 | 2018-07-18 | 2018-09-19 | 24031 | 0 | Havasu Solar | Lease
UNSEDG-01975 | 86406 | PV (Photovoltaic) | 11.52 | 20244 | Residential | Non-Incentive | 3 - Installed | 2018-07-18 | 2018-08-01 | 2018-09-19 | 38016 | 0 | Esmay Electric, Inc. | Purchase
UNSEDG-01730 | 85646 | PV (Photovoltaic) | 6.71 | 11490 | Residential | Non-Incentive | 3 - Installed | 2018-03-19 | 2018-03-26 | 2018-09-21 | 29524 | 0 | SolarCity dba Tesla | Purchase
UNSEDG-01981 | 86403 | PV (Photovoltaic) | 10.464 | 17755 | Residential | Non-Incentive | 3 - Installed | 2018-07-19 | 2018-08-03 | 2018-09-21 | 35731.2 | 0 | Esmay Electric, Inc. | Purchase
UNSEDG-01999 | 86406 | PV (Photovoltaic) | 11.52 | 20416 | Residential | Non-Incentive | 3 - Installed | 2018-08-10 | 2018-08-23 | 2018-09-21 | 38016 | 0 | Esmay Electric, Inc. | Purchase
UNSEDG-01998 | 86403 | PV (Photovoltaic) | 5.12 | 8849 | Residential | Non-Incentive | 3 - Installed | 2018-08-10 | 2018-08-23 | 2018-09-24 | 14512 | 0 | Esmay Electric, Inc. | Purchase
UNSEDG-01963 | 86409 | PV (Photovoltaic) | 7.8 | 13089 | Residential | Non-Incentive | 3 - Installed | 2018-07-13 | 2018-07-27 | 2018-09-25 | 21571 | 0 | Streamline Solar Power Systems | Purchase
UNSEDG-01992 | 86404 | PV (Photovoltaic) | 11.52 | 20011 | Residential | Non-Incentive | 3 - Installed | 2018-08-03 | 2018-08-17 | 2018-09-26 | 38016 | 0 | Esmay Electric, Inc. | Lease
UNSEDG-01985 | 86403 | PV (Photovoltaic) | 9.9 | 15811 | Residential | Non-Incentive | 3 - Installed | 2018-07-23 | 2018-08-09 | 2018-09-27 | 33363 | 0 | Plus Electric | Purchase
UNSEDG-01991 | 86404 | PV (Photovoltaic) | 7.92 | 14148 | Residential | Non-Incentive | 3 - Installed | 2018-08-03 | 2018-08-17 | 2018-10-01 | 26136 | 0 | Esmay Electric, Inc. | Purchase
UNSEDG-02001 | 86404 | PV (Photovoltaic) | 7.194 | 12698 | Residential | Non-Incentive | 3 - Installed | 2018-08-13 | 2018-08-23 | 2018-10-02 | 23933.04 | 0 | Esmay Electric, Inc. | Purchase
UNSEDG-02002 | 86431 | PV (Photovoltaic) | 5.76 | 9504 | Residential | Non-Incentive | 3 - Installed | 2018-08-13 | 2018-08-23 | 2018-10-02 | 17856 | 0 | Streamline Solar Power Systems | Lease
UNSEDG-02015 | 86406 | PV (Photovoltaic) | 10.44 | 17368 | Residential | Non-Incentive | 3 - Installed | 2018-08-22 | 2018-08-28 | 2018-10-02 | 32364 | 0 | Havasu Solar | Lease
UNSEDG-01870 | 86404 | PV (Photovoltaic) | 12.6 | 22392 | Residential | Non-Incentive | 3 - Installed | 2018-05-11 | 2018-06-01 | 2018-10-03 | 34650 | 0 | Mohave Solar | Purchase
UNSEDG-01765 | 86406 | PV (Photovoltaic) | 11.52 | 20582 | Residential | Non-Incentive | 3 - Installed | 2018-04-05 | 2018-04-12 | 2018-10-04 | 35712 | 0 | Esmay Electric, Inc. | Purchase
UNSEDG-02011 | 86406 | PV (Photovoltaic) | 10.2 | 17345 | Residential | Non-Incentive | 3 - Installed | 2018-08-21 | 2018-08-23 | 2018-10-04 | 28000 | 0 | Mohave Solar | Purchase
UNSEDG-02021 | 86406 | PV (Photovoltaic) | 7.2 | 12599 | Residential | Non-Incentive | 3 - Installed | 2018-08-24 | 2018-08-24 | 2018-10-04 | 23760 | 0 | Esmay Electric, Inc. | Lease
UNSEDG-01840 | 86401 | PV (Photovoltaic) | 11.16 | 19845 | Residential | Non-Incentive | 3 - Installed | 2018-05-02 | 2018-09-24 | 2018-10-05 | 40476 | 0 | Streamline Solar Power Systems | Lease
UNSEDG-01986 | 85621 | PV (Photovoltaic) | 8.4 | 14701 | Residential | Non-Incentive | 3 - Installed | 2018-07-23 | 2018-08-09 | 2018-10-05 | 29300 | 0 | SolarCity | Purchase
UNSEDG-02050 | 86406 | PV (Photovoltaic) | 11.52 | 18808 | Residential | Non-Incentive | 3 - Installed | 2018-08-31 | 2018-09-07 | 2018-10-05 | 36012 | 0 | Esmay Electric, Inc. | Purchase
UNSEDG-02023 | 86404 | PV (Photovoltaic) | 10.464 | 17931 | Residential | Non-Incentive | 3 - Installed | 2018-08-24 | 2018-08-28 | 2018-10-10 | 29549.2 | 0 | Esmay Electric, Inc. | Purchase
UNSEDG-02052 | 86406 | PV (Photovoltaic) | 10.2 | 17815 | Residential | Non-Incentive | 3 - Installed | 2018-09-04 | 2018-09-07 | 2018-10-10 | 29122 | 0 | Mohave Solar | Purchase
UNSEDG-02084 | 86406 | PV (Photovoltaic) | 11.52 | 20254 | Residential | Non-Incentive | 3 - Installed | 2018-09-10 | 2018-09-14 | 2018-10-10 | 35962 | 0 | Esmay Electric, Inc. | Purchase
UNSEDG-01938 | 85648 | PV (Photovoltaic) | 8.97 | 14679 | Residential | Non-Incentive | 3 - Installed | 2018-06-26 | 2018-06-27 | 2018-10-11 | 29655 | 0 | SOLAR TOPPS, LLC | Purchase
UNSEDG-02008 | 86406 | PV (Photovoltaic) | 8.04 | 14348 | Residential | Non-Incentive | 3 - Installed | 2018-08-20 | 2018-08-23 | 2018-10-15 | 24760 | 0 | Streamline Solar Power Systems | Purchase
UNSEDG-02051 | 86406 | PV (Photovoltaic) | 12.6 | 22323 | Residential | Non-Incentive | 3 - Installed | 2018-09-04 | 2018-09-07 | 2018-10-15 | 37044 | 0 | Mohave Solar | Purchase
UNSEDG-02068 | 86404 | PV (Photovoltaic) | 9.86 | 17134 | Residential | Non-Incentive | 3 - Installed | 2018-09-07 | 2018-09-11 | 2018-10-15 | 28251 | 0 | Streamline Solar Power Systems | Purchase
UNSEDG-02070 | 86403 | PV (Photovoltaic) | 11.84 | 20860 | Residential | Non-Incentive | 3 - Installed | 2018-09-07 | 2018-09-11 | 2018-10-15 | 36704 | 0 | Esmay Electric, Inc. | Purchase
UNSEDG-02086 | 86404 | PV (Photovoltaic) | 10.72 | 18463 | Residential | Non-Incentive | 3 - Installed | 2018-09-10 | 2018-09-14 | 2018-10-16 | 33982.4 | 0 | Esmay Electric, Inc. | Purchase
UNSEDG-01976 | 86406 | PV (Photovoltaic) | 11.52 | 20849 | Residential | Non-Incentive | 3 - Installed | 2018-07-18 | 2018-08-01 | 2018-10-17 | 36749 | 0 | Streamline Solar Power Systems | Lease
UNSEDG-02025 | 86406 | PV (Photovoltaic) | 11.52 | 19254 | Residential | Non-Incentive | 3 - Installed | 2018-08-27 | 2018-08-28 | 2018-10-17 | 38016 | 0 | Esmay Electric, Inc. | Lease
UNSEDG-01979 | 86409 | PV (Photovoltaic) | 7.92 | 14757 | Residential | Non-Incentive | 3 - Installed | 2018-07-18 | 2018-08-17 | 2018-10-18 | 24710 | 0 | Streamline Solar Power Systems | Lease
UNSEDG-02013 | 86406 | PV (Photovoltaic) | 7.2 | 12637 | Residential | Non-Incentive | 3 - Installed | 2018-08-21 | 2018-08-23 | 2018-10-18 | 23760 | 0 | Esmay Electric, Inc. | Lease
UNSEDG-02046 | 86403 | PV (Photovoltaic) | 9.38 | 16640 | Residential | Non-Incentive | 3 - Installed | 2018-08-31 | 2018-09-07 | 2018-10-19 | 29515.6 | 0 | Esmay Electric, Inc. | Purchase
UNSEDG-01890 | 86403 | PV (Photovoltaic) | 11.16 | 18417 | Residential | Non-Incentive | 3 - Installed | 2018-05-22 | 2018-06-01 | 2018-10-22 | 31137 | 0 | Havasu Solar | Lease
UNSEDG-02005 | 86406 | PV (Photovoltaic) | 11.52 | 19097 | Residential | Non-Incentive | 3 - Installed | 2018-08-17 | 2018-08-23 | 2018-10-22 | 38016 | 0 | Esmay Electric, Inc. | Lease
UNSEDG-02107 | 86404 | PV (Photovoltaic) | 7.92 | 13925 | Residential | Non-Incentive | 3 - Installed | 2018-09-13 | 2018-09-20 | 2018-10-22 | 24552 | 0 | Esmay Electric, Inc. | Purchase
UNSEDG-01881 | 86404 | PV (Photovoltaic) | 11.52 | 20435 | Residential | Non-Incentive | 3 - Installed | 2018-05-18 | 2018-05-29 | 2018-10-23 | 38016 | 0 | Esmay Electric, Inc. | Lease
UNSEDG-02067 | 86406 | PV (Photovoltaic) | 7.2 | 12123 | Residential | Non-Incentive | 3 - Installed | 2018-09-06 | 2018-09-11 | 2018-10-24 | 23760 | 0 | Esmay Electric, Inc. | Lease
UNSEDG-01824 | 86406 | PV (Photovoltaic) | 11.16 | 19783 | Residential | Non-Incentive | 3 - Installed | 2018-04-26 | 2018-05-07 | 2018-10-29 | 37721 | 0 | Titan Solar Power | Lease
UNSEDG-01666 | 85646 | PV (Photovoltaic) | 16.8 | 29314 | Non-Residential | Non-Incentive | 3 - Installed | 2018-02-15 | 2018-03-12 | 2018-10-30 | 46000 | 0 | Solar H2O LLC | Purchase
UNSEDG-01901 | 86406 | PV (Photovoltaic) | 10.35 | 17840 | Residential | Non-Incentive | 3 - Installed | 2018-05-29 | 2018-06-01 | 2018-11-01 | 17500 | 0 | Fred Miller | Purchase
UNSEDG-02009 | 86404 | PV (Photovoltaic) | 11.52 | 20183 | Residential | Non-Incentive | 3 - Installed | 2018-08-21 | 2018-08-23 | 2018-11-01 | 35712 | 0 | Esmay Electric, Inc. | Purchase
UNSEDG-02010 | 86403 | PV (Photovoltaic) | 6.2 | 8640 | Residential | Non-Incentive | 3 - Installed | 2018-08-21 | 2018-08-23 | 2018-11-01 | 9000 | 0 | self install | Purchase
UNSEDG-02019 | 86406 | PV (Photovoltaic) | 11.16 | 19417 | Residential | Non-Incentive | 3 - Installed | 2018-08-22 | 2018-08-23 | 2018-11-01 | 34596 | 0 | Havasu Solar | Lease
UNSEDG-02047 | 86406 | PV (Photovoltaic) | 11.52 | 19521 | Residential | Non-Incentive | 3 - Installed | 2018-08-31 | 2018-09-07 | 2018-11-01 | 38016 | 0 | Esmay Electric, Inc. | Lease
UNSEDG-02096 | 86403 | PV (Photovoltaic) | 9 | 15688 | Residential | Non-Incentive | 3 - Installed | 2018-09-11 | 2018-09-14 | 2018-11-01 | 29700 | 0 | Esmay Electric, Inc. | Lease
UNSEDG-02014 | 86426 | PV (Photovoltaic) | 9.92 | 15122 | Residential | Non-Incentive | 3 - Installed | 2018-08-22 | 2018-08-23 | 2018-11-02 | 30412 | 0 | Havasu Solar | Purchase
UNSEDG-02027 | 86404 | PV (Photovoltaic) | 11.52 | 19464 | Residential | Non-Incentive | 3 - Installed | 2018-08-27 | 2018-08-28 | 2018-11-02 | 38016 | 0 | Esmay Electric, Inc. | Lease
UNSEDG-01897 | 86403 | PV (Photovoltaic) | 9.36 | 15881 | Residential | Non-Incentive | 3 - Installed | 2018-05-25 | 2018-06-01 | 2018-11-05 | 31637 | 0 | Havasu Solar | Lease
UNSEDG-01906 | 86401 | PV (Photovoltaic) | 5.04 | 9652 | Residential | Non-Incentive | 3 - Installed | 2018-05-30 | 2018-06-11 | 2018-11-05 | 15675 | 0 | Angle Homes | Purchase
UNSEDG-02024 | 86401 | PV (Photovoltaic) | 7.5 | 14153 | Residential | Non-Incentive | 3 - Installed | 2018-08-24 | 2018-08-28 | 2018-11-05 | 39243 | 0 | Phoenix Solar Specialists | Purchase
UNSEDG-02102 | 86406 | PV (Photovoltaic) | 8.64 | 14988 | Residential | Non-Incentive | 3 - Installed | 2018-09-12 | 2018-09-14 | 2018-11-05 | 28080 | 0 | Havasu solar | Lease
UNSEDG-02022 | 86409 | PV (Photovoltaic) | 8.1 | 13499 | Residential | Non-Incentive | 3 - Installed | 2018-08-24 | 2018-08-24 | 2018-11-06 | 40514 | 0 | Phoenix Solar Specialists LLC | Purchase
UNSEDG-02062 | 86401 | PV (Photovoltaic) | 6.9 | 12410 | Residential | Non-Incentive | 3 - Installed | 2018-09-05 | 2018-09-07 | 2018-11-06 | 36849 | 0 | Phoenix Solar Specialists | Purchase
UNSEDG-02072 | 86403 | PV (Photovoltaic) | 9.38 | 16242 | Residential | Non-Incentive | 3 - Installed | 2018-09-07 | 2018-09-11 | 2018-11-07 | 35712 | 0 | Esmay Electric, Inc. | Purchase
UNSEDG-02158 | 86406 | PV (Photovoltaic) | 4.69 | 8202 | Residential | Non-Incentive | 3 - Installed | 2018-10-08 | 2018-10-11 | 2018-11-07 | 14867.3 | 0 | Esmay Electric, Inc. | Purchase
UNSEDG-02159 | 86404 | PV (Photovoltaic) | 6.2 | 10678 | Residential | Non-Incentive | 3 - Installed | 2018-10-09 | 2018-10-24 | 2018-11-07 | 20500 | 0 | discreet electrical services inc. | Purchase
UNSEDG-01758 | 86404 | PV (Photovoltaic) | 18 | 32207 | Residential | Non-Incentive | 3 - Installed | 2018-04-03 | 2018-07-25 | 2018-11-08 | 54000 | 0 | Havasu Solar | Lease
UNSEDG-01884 | 85648 | PV (Photovoltaic) | 6.48 | 11437 | Residential | Non-Incentive | 3 - Installed | 2018-05-21 | 2018-05-29 | 2018-11-08 | 22356 | 0 | Titan Solar Power | Lease
UNSEDG-02100 | 86404 | PV (Photovoltaic) | 11.16 | 19176 | Residential | Non-Incentive | 3 - Installed | 2018-09-12 | 2018-09-14 | 2018-11-08 | 35712 | 0 | Havasu solar | Lease
UNSEDG-02133 | 86406 | PV (Photovoltaic) | 11.52 | 19679 | Residential | Non-Incentive | 3 - Installed | 2018-09-20 | 2018-10-03 | 2018-11-09 | 38151 | 0 | Esmay Electric, Inc. | Purchase
UNSEDG-02151 | 86403 | PV (Photovoltaic) | 7.92 | 13937 | Residential | Non-Incentive | 3 - Installed | 2018-10-05 | 2018-10-11 | 2018-11-09 | 24552 | 0 | Esmay Electric, Inc. | Purchase
UNSEDG-02168 | 86404 | PV (Photovoltaic) | 10.05 | 17575 | Residential | Non-Incentive | 3 - Installed | 2018-10-12 | 2018-10-16 | 2018-11-09 | 28140 | 0 | Esmay Electric, Inc. | Purchase
UNSEDG-02016 | 86441 | PV (Photovoltaic) | 9.36 | 14690 | Residential | Non-Incentive | 3 - Installed | 2018-08-22 | 2018-08-23 | 2018-11-15 | 30888 | 0 | Havasu Solar | Lease
UNSEDG-02074 | 86406 | PV (Photovoltaic) | 9.36 | 16105 | Residential | Non-Incentive | 3 - Installed | 2018-09-10 | 2018-09-13 | 2018-11-19 | 29503.2 | 0 | Streamline Solar Power Systems | Lease
UNSEDG-02112 | 86406 | PV (Photovoltaic) | 10.8 | 18317 | Residential | Non-Incentive | 3 - Installed | 2018-09-18 | 2018-09-21 | 2018-11-19 | 34560 | 0 | Havasu Solar | Lease
UNSEDG-02030 | 86406 | PV (Photovoltaic) | 11.1 | 19791 | Residential | Non-Incentive | 3 - Installed | 2018-08-28 | 2018-08-28 | 2018-11-20 | 39072 | 0 | Plus Electric | Purchase
UNSEDG-02108 | 86403 | PV (Photovoltaic) | 11.52 | 20268 | Residential | Non-Incentive | 3 - Installed | 2018-09-14 | 2018-09-20 | 2018-11-20 | 38016 | 0 | Esmay Electric, Inc. | Lease
UNSEDG-02075 | 86409 | PV (Photovoltaic) | 5.76 | 10753 | Residential | Non-Incentive | 3 - Installed | 2018-09-10 | 2018-09-13 | 2018-11-21 | 17222 | 0 | Streamline Solar Power Systems | Lease
UNSEDG-02111 | 86403 | PV (Photovoltaic) | 7.2 | 12720 | Residential | Non-Incentive | 3 - Installed | 2018-09-17 | 2018-09-20 | 2018-11-21 | 23760 | 0 | Esmay Electric, Inc. | Lease
UNSEDG-01877 | 86404 | PV (Photovoltaic) | 8.58 | 15872 | Residential | Non-Incentive | 3 - Installed | 2018-05-16 | 2018-05-29 | 2018-11-26 | 21450 | 0 | AAA Electric | Purchase
UNSEDG-02000 | 86403 | PV (Photovoltaic) | 10.08 | 18176 | Residential | Non-Incentive | 3 - Installed | 2018-08-11 | 2018-09-21 | 2018-11-26 | 36994 | 0 | Solar Topps | Lease
UNSEDG-02043 | 86413 | PV (Photovoltaic) | 9.36 | 15075 | Residential | Non-Incentive | 3 - Installed | 2018-08-30 | 2018-09-07 | 2018-11-27 | 29484 | 0 | Havasu Solar | Lease
UNSEDG-02131 | 86406 | PV (Photovoltaic) | 17.64 | 31599 | Residential | Non-Incentive | 3 - Installed | 2018-09-20 | 2018-10-03 | 2018-11-27 | 49991 | 0 | Mohave Solar | Purchase
UNSEDG-02079 | 86431 | PV (Photovoltaic) | 7.56 | 14288 | Residential | Non-Incentive | 3 - Installed | 2018-09-10 | 2018-09-11 | 2018-11-29 | 23436 | 0 | Streamline Solar Power Systems | Lease
UNSEDG-02098 | 86403 | PV (Photovoltaic) | 8.12 | 14747 | Residential | Non-Incentive | 3 - Installed | 2018-09-11 | 2018-09-20 | 2018-12-03 | 32750 | 0 | Havasu solar | Purchase
UNSEDG-02103 | 86403 | PV (Photovoltaic) | 4.48 | 7852 | Residential | Non-Incentive | 3 - Installed | 2018-09-12 | 2018-09-20 | 2018-12-03 | 11200 | 0 | Havasu Solar | Purchase
UNSEDG-02134 | 86403 | PV (Photovoltaic) | 14.08 | 24289 | Residential | Non-Incentive | 3 - Installed | 2018-09-20 | 2018-10-03 | 2018-12-03 | 36608 | 0 | Havasu Solar | Purchase
UNSEDG-02167 | 86409 | PV (Photovoltaic) | 3.85 | 7494 | Residential | Non-Incentive | 3 - Installed | 2018-10-10 | 2018-10-11 | 2018-12-03 | 10881.99 | 0 | Self Installed | Purchase
UNSEDG-02201 | 86403 | PV (Photovoltaic) | 11.84 | 20836 | Residential | Non-Incentive | 3 - Installed | 2018-10-30 | 2018-11-10 | 2018-12-03 | 36704 | 0 | Esmay Electric, Inc. | Purchase
UNSEDG-01859 | 86406 | PV (Photovoltaic) | 6.12 | 10870 | Residential | Non-Incentive | 3 - Installed | 2018-05-09 | 2018-05-15 | 2018-12-04 | 20469 | 0 | Titan Solar Power | Lease
UNSEDG-02081 | 86403 | PV (Photovoltaic) | 2.88 | 5179 | Residential | Non-Incentive | 3 - Installed | 2018-09-10 | 2018-09-20 | 2018-12-04 | 8090 | 0 | Mohave Solar | Purchase
UNSEDG-02095 | 86413 | PV (Photovoltaic) | 5.76 | 10675 | Residential | Non-Incentive | 3 - Installed | 2018-09-11 | 2018-09-13 | 2018-12-04 | 19548 | 0 | Havasu Solar | Lease
UNSEDG-02104 | 86403 | PV (Photovoltaic) | 9.72 | 17478 | Residential | Non-Incentive | 3 - Installed | 2018-09-13 | 2018-09-20 | 2018-12-04 | 27574 | 0 | Mohave Solar | Purchase
UNSEDG-02188 | 86403 | PV (Photovoltaic) | 6.7 | 8623 | Residential | Non-Incentive | 3 - Installed | 2018-10-18 | 2018-10-24 | 2018-12-04 | 18760 | 0 | Esmay Electric, Inc. | Purchase
UNSEDG-02193 | 86404 | PV (Photovoltaic) | 11.52 | 19396 | Residential | Non-Incentive | 3 - Installed | 2018-10-23 | 2018-10-24 | 2018-12-04 | 38016 | 0 | Esmay Electric, Inc. | Lease
UNSEDG-02200 | 86406 | PV (Photovoltaic) | 11.84 | 21161 | Residential | Non-Incentive | 3 - Installed | 2018-10-30 | 2018-11-10 | 2018-12-04 | 37722.6 | 0 | Esmay Electric, Inc. | Purchase
UNSEDG-01993 | 86406 | PV (Photovoltaic) | 8.64 | 14993 | Residential | Non-Incentive | 3 - Installed | 2018-08-03 | 2018-08-17 | 2018-12-05 | 30240 | 0 | SOLAR TOPPS, LLC | Lease
UNSEDG-02083 | 86406 | PV (Photovoltaic) | 17.64 | 30496 | Residential | Non-Incentive | 3 - Installed | 2018-09-10 | 2018-10-25 | 2018-12-06 | 63712 | 0 | Esmay Electric, Inc. | Lease
UNSEDG-02209 | 86404 | PV (Photovoltaic) | 11.84 | 20352 | Residential | Non-Incentive | 3 - Installed | 2018-10-31 | 2018-11-10 | 2018-12-06 | 36704 | 0 | Esmay Electric, Inc. | Purchase
UNSEDG-02017 | 86409 | PV (Photovoltaic) | 11.16 | 18473 | Residential | Non-Incentive | 3 - Installed | 2018-08-22 | 2018-08-23 | 2018-12-07 | 37944 | 0 | Havasu Solar | Lease
UNSEDG-02077 | 86403 | PV (Photovoltaic) | 5.04 | 9234 | Residential | Non-Incentive | 3 - Installed | 2018-09-10 | 2018-09-11 | 2018-12-07 | 17640 | 0 | Streamline Solar Power systems | Lease
UNSEDG-02161 | 86406 | PV (Photovoltaic) | 8.64 | 14816 | Residential | Non-Incentive | 3 - Installed | 2018-10-09 | 2018-10-11 | 2018-12-10 | 26960 | 0 | Streamline Solar Power Systems | Purchase
UNSEDG-02196 | 86406 | PV (Photovoltaic) | 10.08 | 17539 | Residential | Non-Incentive | 3 - Installed | 2018-10-25 | 2018-10-30 | 2018-12-10 | 29101 | 0 | Mohave Solar | Purchase
UNSEDG-02198 | 86403 | PV (Photovoltaic) | 10.72 | 18015 | Residential | Non-Incentive | 3 - Installed | 2018-10-26 | 2018-10-30 | 2018-12-10 | 32288 | 0 | Esmay Electric, Inc. | Purchase
UNSEDG-01830 | 86403 | PV (Photovoltaic) | 10.8 | 19559 | Residential | Non-Incentive | 3 - Installed | 2018-04-27 | 2018-05-07 | 2018-12-12 | 34444 | 0 | mohave solar | Purchase
UNSEDG-02004 | 86403 | PV (Photovoltaic) | 6.9 | 12838 | Residential | Non-Incentive | 3 - Installed | 2018-08-15 | 2018-08-23 | 2018-12-12 | 34815 | 0 | Phoenix Solar Specialists LLC | Purchase
UNSEDG-02090 | 86403 | PV (Photovoltaic) | 9.28 | 16014 | Residential | Non-Incentive | 3 - Installed | 2018-09-11 | 2018-09-14 | 2018-12-12 | 26406 | 0 | Streamline Solar Power Systems | Purchase
UNSEDG-02250 | 86406 | PV (Photovoltaic) | 6.03 | 10188 | Residential | Non-Incentive | 3 - Installed | 2018-11-20 | 2018-11-29 | 2018-12-12 | 18994.5 | 0 | Esmay Electric, Inc. | Purchase
UNSEDG-02251 | 86403 | PV (Photovoltaic) | 10.72 | 18293 | Residential | Non-Incentive | 3 - Installed | 2018-11-21 | 2018-11-29 | 2018-12-12 | 34518.4 | 0 | Esmay Electric, Inc. | Purchase
UNSEDG-02252 | 86406 | PV (Photovoltaic) | 7.035 | 11752 | Residential | Non-Incentive | 3 - Installed | 2018-11-21 | 2018-11-29 | 2018-12-12 | 22160.25 | 0 | Esmay Electric, Inc. | Purchase
UNSEDG-02073 | 86403 | PV (Photovoltaic) | 10.56 | 19714 | Residential | Non-Incentive | 3 - Installed | 2018-09-10 | 2018-09-11 | 2018-12-13 | 35328 | 0 | Streamline Solar Power Systems | Purchase
UNSEDG-02140 | 86404 | PV (Photovoltaic) | 9.6 | 17851 | Residential | Non-Incentive | 3 - Installed | 2018-09-28 | 2018-10-03 | 2018-12-13 | 23500 | 0 | Havasu Solar | Purchase
UNSEDG-02222 | 86431 | PV (Photovoltaic) | 7.54 | 14357 | Residential | Non-Incentive | 3 - Installed | 2018-11-01 | 2018-11-10 | 2018-12-13 | 22180 | 0 | Streamline Solar Power Systems | Purchase
UNSEDG-02242 | 86404 | PV (Photovoltaic) | 10.72 | 19000 | Residential | Non-Incentive | 3 - Installed | 2018-11-15 | 2018-11-21 | 2018-12-13 | 30266 | 0 | Esmay Electric, Inc. | Purchase
UNSEDG-01936 | 86413 | PV (Photovoltaic) | 4.2 | 7856 | Residential | Non-Incentive | 3 - Installed | 2018-06-25 | 2018-06-27 | 2018-12-14 | 23293 | 0 | Phoenix Solar Specialists LLC | Purchase
UNSEDG-02221 | 86413 | PV (Photovoltaic) | 4.93 | 8964 | Residential | Non-Incentive | 3 - Installed | 2018-10-31 | 2018-11-20 | 2018-12-14 | 12500 | 0 | Tri State Solar & Wind Corp. | Purchase
UNSEDG-01988 | 86406 | PV (Photovoltaic) | 11.16 | 19616 | Residential | Non-Incentive | 3 - Installed | 2018-07-31 | 2018-08-09 | 2018-12-17 | 38949 | 0 | Titan Solar Power | Lease
UNSEDG-02187 | 86406 | PV (Photovoltaic) | 11.52 | 19960 | Residential | Non-Incentive | 3 - Installed | 2018-10-16 | 2018-10-24 | 2018-12-17 | 38016 | 0 | Esmay Electric, Inc. | Lease
UNSEDG-02240 | 86409 | PV (Photovoltaic) | 9.38 | 15971 | Residential | Non-Incentive | 3 - Installed | 2018-11-15 | 2018-11-21 | 2018-12-17 | 28084 | 0 | Streamline Solar Power Systems | Purchase
UNSEDG-02255 | 86403 | PV (Photovoltaic) | 10.08 | 17180 | Residential | Non-Incentive | 3 - Installed | 2018-11-26 | 2018-11-29 | 2018-12-18 | 36134.8 | 0 | Esmay Electric, Inc. | Purchase
UNSEDG-02033 | 86403 | PV (Photovoltaic) | 4.5 | 7927 | Residential | Non-Incentive | 3 - Installed | 2018-08-28 | 2018-09-06 | 2018-12-19 | 25684 | 0 | Phoenix Solar Specialists | Purchase
UNSEDG-02091 | 86406 | PV (Photovoltaic) | 11.16 | 16661 | Residential | Non-Incentive | 3 - Installed | 2018-09-11 | 2018-09-13 | 2018-12-19 | 36270 | 0 | Havasu Solar | Lease
UNSEDG-02123 | 86409 | PV (Photovoltaic) | 7.2 | 12969 | Residential | Non-Incentive | 3 - Installed | 2018-09-19 | 2018-10-01 | 2018-12-19 | 22968 | 0 | Streamline Solar Power Systems | Lease
UNSEDG-02170 | 86406 | PV (Photovoltaic) | 11.16 | 17775 | Residential | Non-Incentive | 3 - Installed | 2018-10-15 | 2018-10-16 | 2018-12-19 | 34596 | 0 | Havasu Solar | Lease
UNSEDG-02233 | 86401 | PV (Photovoltaic) | 3.05 | 5743 | Residential | Non-Incentive | 3 - Installed | 2018-11-09 | 2018-11-10 | 2018-12-19 | 8562 | 0 | Wise Electric Inc. | Purchase
UNSEDG-02235 | 86404 | PV (Photovoltaic) | 11.84 | 19927 | Residential | Non-Incentive | 3 - Installed | 2018-11-12 | 2018-11-21 | 2018-12-21 | 36704 | 0 | Esmay Electric, Inc. | Purchase
UNSEDG-02224 | 86404 | PV (Photovoltaic) | 8.64 | 15204 | Residential | Non-Incentive | 3 - Installed | 2018-11-05 | 2018-11-10 | 2018-12-26 | 28512 | 0 | Esmay Electric, Inc. | Lease
UNSEDG-02241 | 86404 | PV (Photovoltaic) | 12.24 | 21775 | Residential | Non-Incentive | 3 - Installed | 2018-11-15 | 2018-11-21 | 2018-12-26 | 37046 | 0 | Mohave Solar | Purchase
UNSEDG-02256 | 86406 | PV (Photovoltaic) | 7.37 | 12217 | Residential | Non-Incentive | 3 - Installed | 2018-11-28 | 2018-12-11 | 2018-12-28 | 20636 | 0 | Esmay Electric, Inc. | Purchase
UNSEDG-02003 | 85648 | PV (Photovoltaic) | 7.2 | 13370 | Residential | Non-Incentive | 3 - Installed | 2018-08-15 | 2018-08-23 | 2018-12-31 | 29952 | 0 | Solar Solution AZ, LLC. | Purchase
UNSEDG-02116 | 85648 | PV (Photovoltaic) | 6.48 | 10936 | Residential | Non-Incentive | 3 - Installed | 2018-09-19 | 2018-10-11 | 2018-12-31 | 23764 | 0 | Solar Solution AZ LLC | Purchase
UNSEDG-01812 | 86406 | PV (Photovoltaic) | 9.9 | 17716 | Residential | Non-Incentive | 3 - Installed | 2018-04-23 | 2018-05-03 | 2019-01-02 | 29555 | 0 | Mohave Solar | Purchase
UNSEDG-01829 | 86403 | PV (Photovoltaic) | 9.9 | 16497 | Residential | Non-Incentive | 3 - Installed | 2018-04-27 | 2018-05-14 | 2019-01-02 | 32000 | 0 | Mohave Solar | Purchase
UNSEDG-02270 | 86409 | PV (Photovoltaic) | 6.555 | 10715 | Residential | Non-Incentive | 3 - Installed | 2018-12-06 | 2018-12-11 | 2019-01-07 | 6555 | 0 | Havasu Solar | Lease
UNSEDG-02336 | 86403 | PV (Photovoltaic) | 5.27 | 9861 | Residential | Non-Incentive | 3 - Installed | 2018-12-20 | 2018-12-24 | 2019-01-07 | 22770 | 0 | Titan Solar Power Inc. | Purchase
UNSEDG-02092 | 86406 | PV (Photovoltaic) | 10.44 | 17644 | Residential | Non-Incentive | 3 - Installed | 2018-09-11 | 2018-09-13 | 2019-01-08 | 32364 | 0 | Havasu Solar | Lease
UNSEDG-02249 | 86409 | PV (Photovoltaic) | 8.235 | 15896 | Residential | Non-Incentive | 3 - Installed | 2018-11-20 | 2018-11-29 | 2019-01-08 | 22219 | 0 | Wise Electric, Inc. | Purchase
UNSEDG-02257 | 86406 | PV (Photovoltaic) | 10.72 | 18920 | Residential | Non-Incentive | 3 - Installed | 2018-11-28 | 2018-12-11 | 2019-01-08 | 34968 | 0 | Esmay Electric, Inc. | Purchase
UNSEDG-02101 | 86404 | PV (Photovoltaic) | 7.68 | 13800 | Residential | Non-Incentive | 3 - Installed | 2018-09-12 | 2018-09-14 | 2019-01-09 | 22850 | 0 | Havasu Solar | Purchase
UNSEDG-02232 | 86401 | PV (Photovoltaic) | 6.48 | 12433 | Residential | Non-Incentive | 3 - Installed | 2018-11-09 | 2018-11-10 | 2019-01-09 | 22032 | 0 | Havasu Solar | Lease
UNSEDG-02267 | 86404 | PV (Photovoltaic) | 11.52 | 20207 | Residential | Non-Incentive | 3 - Installed | 2018-12-05 | 2018-12-11 | 2019-01-09 | 36864 | 0 | Esmay Electric, Inc. | Lease
UNSEDG-02060 | 85648 | PV (Photovoltaic) | 6.5 | 11815 | Residential | Non-Incentive | 3 - Installed | 2018-09-05 | 2018-09-07 | 2019-01-10 | 28600 | 0 | Tesla Energy | Purchase
UNSEDG-02286 | 86404 | PV (Photovoltaic) | 11.52 | 19746 | Residential | Non-Incentive | 3 - Installed | 2018-12-10 | 2018-12-17 | 2019-01-11 | 38016 | 0 | Esmay Electric, Inc. | Lease
UNSEDG-02348 | 86404 | PV (Photovoltaic) | 13.05 | 22819 | Residential | Non-Incentive | 3 - Installed | 2018-12-24 | 2018-12-31 | 2019-01-11 | 70 | 0 | Alternative Power Solutions INC | Purchase
UNSEDG-01984 | 86404 | PV (Photovoltaic) | 11.52 | 20124 | Residential | Non-Incentive | 3 - Installed | 2018-07-23 | 2018-08-17 | 2019-01-14 | 37316 | 0 | Esmay Electric, Inc. | Lease
UNSEDG-02138 | 86406 | PV (Photovoltaic) | 11.16 | 18708 | Residential | Non-Incentive | 3 - Installed | 2018-09-20 | 2018-10-03 | 2019-01-14 | 35712 | 0 | Havasu Solar | Lease
UNSEDG-02298 | 86403 | PV (Photovoltaic) | 9.045 | 14995 | Residential | Non-Incentive | 3 - Installed | 2018-12-11 | 2018-12-17 | 2019-01-14 | 25000 | 0 | Esmay Electric, Inc. | Purchase
UNSEDG-02266 | 86404 | PV (Photovoltaic) | 11.16 | 20985 | Residential | Non-Incentive | 3 - Installed | 2018-12-05 | 2018-12-11 | 2019-01-16 | 11160 | 0 | Havasu Solar | Lease
UNSEDG-02268 | 86406 | PV (Photovoltaic) | 12.6 | 23084 | Residential | Non-Incentive | 3 - Installed | 2018-12-05 | 2018-12-11 | 2019-01-17 | 42000 | 0 | Mohave Solar | Purchase
UNSEDG-02334 | 86404 | PV (Photovoltaic) | 12.87 | 23119 | Residential | Non-Incentive | 3 - Installed | 2018-12-18 | 2018-12-24 | 2019-01-17 | 36715 | 0 | Streamline Solar Power Systems | Purchase
UNSEDG-02277 | 86403 | PV (Photovoltaic) | 11.52 | 20584 | Residential | Non-Incentive | 3 - Installed | 2018-12-07 | 2018-12-17 | 2019-01-21 | 36864 | 0 | Esmay Electric, Inc. | Lease
UNSEDG-02297 | 86413 | PV (Photovoltaic) | 11.2 | 15010 | Residential | Non-Incentive | 3 - Installed | 2018-12-11 | 2018-12-17 | 2019-01-23 | 38760 | 0 | Plus Electric | Purchase
UNSEDG-01542 | 85621 | PV (Photovoltaic) | 418.275 | 723166 | Non-Residential | Non-Incentive | 3 - Installed | 2017-12-05 | 2018-07-23 | 2019-01-24 | 621808 | 0 | Solar Gain Inc. | Purchase
UNSEDG-01543 | 85621 | PV (Photovoltaic) | 219.375 | 383466 | Non-Residential | Non-Incentive | 3 - Installed | 2017-12-05 | 2018-07-23 | 2019-01-24 | 334820 | 0 | Solar Gain Inc. | Purchase
UNSEDG-01957 | 85621 | PV (Photovoltaic) | 9.38 | 17357 | Residential | Non-Incentive | 3 - Installed | 2018-07-09 | 2018-07-27 | 2019-01-24 | 35882 | 0 | The Solar Store | Purchase
UNSEDG-02094 | 86413 | PV (Photovoltaic) | 10.8 | 18995 | Residential | Non-Incentive | 3 - Installed | 2018-09-11 | 2018-09-14 | 2019-01-25 | 35100 | 0 | Havasu Solar | Lease
UNSEDG-02292 | 86403 | PV (Photovoltaic) | 8.235 | 15268 | Residential | Non-Incentive | 3 - Installed | 2018-12-10 | 2018-12-17 | 2019-01-29 | 41875 | 0 | Phoenix Solar Specialists | Purchase
UNSEDG-02121 | 85621 | PV (Photovoltaic) | 7.92 | 14025 | Residential | Non-Incentive | 3 - Installed | 2018-09-19 | 2018-09-21 | 2019-01-30 | 26897 | 0 | Solar Solution AZ LLC | Purchase
UNSEDG-02093 | 86406 | PV (Photovoltaic) | 11.52 | 20385 | Residential | Non-Incentive | 3 - Installed | 2018-09-11 | 2018-09-13 | 2019-02-01 | 21634 | 0 | Esmay Electric, Inc. | Purchase
UNSEDG-02296 | 86413 | PV (Photovoltaic) | 4.725 | 8477 | Residential | Non-Incentive | 3 - Installed | 2018-12-11 | 2018-12-17 | 2019-02-01 | 21650 | 0 | Freedom Forever | Purchase
UNSEDG-02243 | 86406 | PV (Photovoltaic) | 9.6 | 17384 | Residential | Non-Incentive | 3 - Installed | 2018-11-15 | 2018-11-21 | 2019-02-07 | 34750 | 0 | Plus Electric | Purchase
UNSEDG-02394 | 86403 | PV (Photovoltaic) | 8.7 | 13047 | Residential | Non-Incentive | 3 - Installed | 2019-01-03 | 2019-01-08 | 2019-02-07 | 20000 | 0 | discreet electric | Purchase
UNSEDG-02006 | 86404 | PV (Photovoltaic) | 11.89 | 20764 | Residential | Non-Incentive | 3 - Installed | 2018-08-20 | 2018-08-23 | 2019-02-11 | 30475.38 | 0 | Streamline Solar Power Systems | Purchase
UNSEDG-02411 | 86406 | PV (Photovoltaic) | 11.84 | 20192 | Residential | Non-Incentive | 3 - Installed | 2019-01-07 | 2019-01-10 | 2019-02-11 | 41337.6 | 0 | Esmay Electric, Inc. | Purchase
UNSEDG-02383 | 86444 | PV (Photovoltaic) | 2.745 | 5313 | Residential | Non-Incentive | 3 - Installed | 2019-01-03 | 2019-01-07 | 2019-02-13 | 14907 | 0 | Wise Electric, Inc. | Purchase
UNSEDG-02272 | 86403 | PV (Photovoltaic) | 10.44 | 19181 | Residential | Non-Incentive | 3 - Installed | 2018-12-07 | 2018-12-17 | 2019-02-15 | 10440 | 0 | Havasu Solar | Lease
UNSEDG-02431 | 86403 | PV (Photovoltaic) | 11.84 | 20005 | Residential | Non-Incentive | 3 - Installed | 2019-01-16 | 2019-01-22 | 2019-02-15 | 37904 | 0 | Esmay Electric, Inc. | Purchase
UNSEDG-02238 | 86406 | PV (Photovoltaic) | 11.84 | 20352 | Residential | Non-Incentive | 3 - Installed | 2018-11-14 | 2018-11-21 | 2019-02-21 | 36704 | 0 | Esmay Electric, Inc. | Purchase
UNSEDG-02410 | 86406 | PV (Photovoltaic) | 7.92 | 13995 | Residential | Non-Incentive | 3 - Installed | 2019-01-07 | 2019-01-10 | 2019-02-21 | 18820 | 0 | Tri State Solar & Wind Corp. | Purchase
UNSEDG-02419 | 86403 | PV (Photovoltaic) | 11.52 | 19280 | Residential | Non-Incentive | 3 - Installed | 2019-01-11 | 2019-01-22 | 2019-02-26 | 39401 | 0 | Esmay Electric, Inc. | Purchase
UNSEDG-02169 | 86404 | PV (Photovoltaic) | 11.52 | 21322 | Residential | Non-Incentive | 3 - Installed | 2018-10-12 | 2018-10-16 | 2019-03-04 | 36890 | 0 | Streamline Solar Power Systems | Purchase
UNSEDG-02231 | 86404 | PV (Photovoltaic) | 10.72 | 19292 | Residential | Non-Incentive | 3 - Installed | 2018-11-08 | 2018-11-10 | 2019-03-04 | 33982 | 0 | Esmay Electric, Inc. | Purchase
UNSEDG-02446 | 86406 | PV (Photovoltaic) | 11.84 | 20229 | Residential | Non-Incentive | 3 - Installed | 2019-01-28 | 2019-01-31 | 2019-03-04 | 36704 | 0 | Esmay Electric, Inc. | Purchase
UNSEDG-02447 | 86406 | PV (Photovoltaic) | 12.6 | 22621 | Residential | Non-Incentive | 3 - Installed | 2019-01-29 | 2019-01-31 | 2019-03-04 | 41630 | 0 | Mohave Solar | Purchase
UNSEDG-02264 | 86403 | PV (Photovoltaic) | 12.96 | 21712 | Residential | Non-Incentive | 3 - Installed | 2018-12-05 | 2018-12-11 | 2019-03-05 | 30160 | 0 | Tri State Solar & Wind Corp. | Purchase
UNSEDG-02453 | 86403 | PV (Photovoltaic) | 6.03 | 10487 | Residential | Non-Incentive | 3 - Installed | 2019-01-30 | 2019-01-31 | 2019-03-05 | 19115.1 | 0 | Esmay Electric, Inc. | Purchase
UNSEDG-01820 | 86404 | PV (Photovoltaic) | 12.6 | 22749 | Residential | Non-Incentive | 3 - Installed | 2018-04-25 | 2018-05-07 | 2019-03-07 | 39555 | 0 | Mohave Solar | Purchase
UNSEDG-02114 | 86406 | PV (Photovoltaic) | 11.2 | 18322 | Residential | Non-Incentive | 3 - Installed | 2018-09-19 | 2018-09-21 | 2019-03-07 | 30000 | 0 | Plus Electric | Purchase
UNSEDG-02223 | 86441 | PV (Photovoltaic) | 11.16 | 18401 | Residential | Non-Incentive | 3 - Installed | 2018-11-02 | 2018-11-10 | 2019-03-07 | 35712 | 0 | Havasu Solar | Lease
UNSEDG-02071 | 86406 | PV (Photovoltaic) | 11.52 | 19790 | Residential | Non-Incentive | 3 - Installed | 2018-09-07 | 2018-09-11 | 2019-03-13 | 38016 | 0 | Esmay Electric, Inc. | Lease
UNSEDG-02496 | 86406 | PV (Photovoltaic) | 9.315 | 16099 | Residential | Non-Incentive | 3 - Installed | 2019-02-11 | 2019-02-22 | 2019-03-13 | 30740 | 0 | Havasu Solar | Lease
UNSEDG-02497 | 86403 | PV (Photovoltaic) | 8.625 | 15499 | Residential | Non-Incentive | 3 - Installed | 2019-02-11 | 2019-02-22 | 2019-03-13 | 29325 | 0 | Havasu Solar | Lease
UNSEDG-02448 | 86406 | PV (Photovoltaic) | 10.72 | 18719 | Residential | Non-Incentive | 3 - Installed | 2019-01-29 | 2019-01-31 | 2019-03-14 | 34646.4 | 0 | Esmay Electric, Inc. | Purchase
UNSEDG-01316 | 85621 | PV (Photovoltaic) | 377.6 | 685684 | Non-Residential | Non-Incentive | 3 - Installed | 2017-08-15 | 2018-04-24 | 2019-03-20 | 566880 | 0 | Solar Gain Inc | Purchase
UNSEDG-02088 | 86401 | PV (Photovoltaic) | 11.52 | 20476 | Residential | Non-Incentive | 3 - Installed | 2018-09-11 | 2018-09-13 | 2019-03-21 | 38016 | 0 | Esmay Electric, Inc. | Purchase
UNSEDG-02099 | 86406 | PV (Photovoltaic) | 15.36 | 25933 | Residential | Non-Incentive | 3 - Installed | 2018-09-11 | 2018-09-14 | 2019-03-21 | 42431 | 0 | Havasu Solar | Purchase
UNSEDG-02501 | 86404 | PV (Photovoltaic) | 6.03 | 10804 | Residential | Non-Incentive | 3 - Installed | 2019-02-19 | 2019-02-22 | 2019-03-21 | 16884 | 0 | Esmay Electric, Inc. | Purchase
UNSEDG-01317 | 85621 | PV (Photovoltaic) | 377.6 | 685684 | Non-Residential | Non-Incentive | 3 - Installed | 2017-08-15 | 2018-04-24 | 2019-03-25 | 566400 | 0 | Solar Gain Inc | Purchase
UNSEDG-02488 | 86406 | PV (Photovoltaic) | 10.005 | 17879 | Residential | Non-Incentive | 3 - Installed | 2019-02-06 | 2019-02-22 | 2019-03-29 | 31016 | 0 | Havasu Solar | Lease
UNSEDG-02509 | 86403 | PV (Photovoltaic) | 10.72 | 19307 | Residential | Non-Incentive | 3 - Installed | 2019-03-01 | 2019-03-13 | 2019-03-29 | 34518.4 | 0 | Esmay Electric, Inc. | Purchase
UNSEDG-02503 | 86409 | PV (Photovoltaic) | 12.96 | 23913 | Residential | Non-Incentive | 3 - Installed | 2019-02-25 | 2019-03-04 | 2019-04-03 | 30161 | 0 | Tri State Solar & Wind Corp. | Purchase
UNSEDG-02333 | 86409 | PV (Photovoltaic) | 7.56 | 12655 | Residential | Non-Incentive | 3 - Installed | 2018-12-17 | 2018-12-24 | 2019-04-04 | 24948 | 0 | Havasu Solar | Lease
UNSEDG-02486 | 86403 | PV (Photovoltaic) | 9 | 15688 | Residential | Non-Incentive | 3 - Installed | 2019-02-04 | 2019-02-13 | 2019-04-04 | 29200 | 0 | Esmay Electric, Inc. | Lease
UNSEDG-02489 | 86409 | PV (Photovoltaic) | 8.28 | 13809 | Residential | Non-Incentive | 3 - Installed | 2019-02-06 | 2019-02-22 | 2019-04-04 | 26802 | 0 | Havasu Solar | Lease
UNSEDG-02491 | 86404 | PV (Photovoltaic) | 11.52 | 19276 | Residential | Non-Incentive | 3 - Installed | 2019-02-08 | 2019-02-22 | 2019-04-04 | 40016 | 0 | Esmay Electric, Inc. | Purchase
UNSEDG-02507 | 86404 | PV (Photovoltaic) | 8.04 | 13812 | Residential | Non-Incentive | 3 - Installed | 2019-03-01 | 2019-03-07 | 2019-04-04 | 22762 | 0 | Esmay Electric, Inc. | Purchase
UNSEDG-02490 | 86413 | PV (Photovoltaic) | 8.97 | 14872 | Residential | Non-Incentive | 3 - Installed | 2019-02-06 | 2019-02-22 | 2019-04-05 | 28345 | 0 | Havasu Solar | Lease
UNSEDG-01700 | 85621 | PV (Photovoltaic) | 449.8 | 733897 | Non-Residential | Non-Incentive | 3 - Installed | 2018-03-05 | 2018-10-15 | 2019-04-09 | 952275 | 0 | Solar Gain Inc. | Purchase
UNSEDG-02457 | 86401 | PV (Photovoltaic) | 7.245 | 13211 | Residential | Non-Incentive | 3 - Installed | 2019-01-31 | 2019-01-31 | 2019-04-10 | 23546 | 0 | Havasu Solar | Lease
UNSEDG-02516 | 86406 | PV (Photovoltaic) | 8.04 | 14060 | Residential | Non-Incentive | 3 - Installed | 2019-03-07 | 2019-03-14 | 2019-04-10 | 25245.6 | 0 | Esmay Electric, Inc. | Purchase
UNSEDG-02518 | 86404 | PV (Photovoltaic) | 8.71 | 14981 | Residential | Non-Incentive | 3 - Installed | 2019-03-07 | 2019-03-15 | 2019-04-10 | 24388 | 0 | Esmay Electric, Inc. | Purchase
UNSEDG-02269 | 85648 | PV (Photovoltaic) | 7.26 | 12660 | Residential | Non-Incentive | 3 - Installed | 2018-12-06 | 2018-12-11 | 2019-04-15 | 21400 | 0 | Solar H2O LLC | Purchase
UNSEDG-02087 | 86406 | PV (Photovoltaic) | 13 | 24216 | Residential | Non-Incentive | 3 - Installed | 2018-09-11 | 2018-09-20 | 2019-04-16 | 36058 | 0 | Plus Electric | Purchase
UNSEDG-02444 | 85648 | PV (Photovoltaic) | 5.22 | 9193 | Residential | Non-Incentive | 3 - Installed | 2019-01-24 | 2019-01-29 | 2019-04-16 | 25900 | 0 | Titan Solar Power | Purchase
UNSEDG-02504 | 86413 | PV (Photovoltaic) | 5.865 | 10676 | Residential | Non-Incentive | 3 - Installed | 2019-02-26 | 2019-03-07 | 2019-04-16 | 19061 | 0 | Havasu Solar | Lease
UNSEDG-02511 | 86409 | PV (Photovoltaic) | 5.175 | 9615 | Residential | Non-Incentive | 3 - Installed | 2019-03-04 | 2019-03-13 | 2019-04-16 | 17078 | 0 | Havasu Solar | Lease
UNSEDG-02515 | 86409 | PV (Photovoltaic) | 4.83 | 9273 | Residential | Non-Incentive | 3 - Installed | 2019-03-07 | 2019-03-14 | 2019-04-16 | 15649 | 0 | Havasu Solar | Lease
UNSEDG-02500 | 86406 | PV (Photovoltaic) | 10.72 | 19307 | Residential | Non-Incentive | 3 - Installed | 2019-02-19 | 2019-02-25 | 2019-04-17 | 36504.17 | 0 | Esmay Electric, Inc. | Purchase
UNSEDG-02514 | 86426 | PV (Photovoltaic) | 7.935 | 13027 | Residential | Non-Incentive | 3 - Installed | 2019-03-07 | 2019-03-14 | 2019-04-19 | 24757 | 0 | Havasu Solar | Lease
UNSEDG-02109 | 86404 | PV (Photovoltaic) | 10.89 | 19621 | Residential | Non-Incentive | 3 - Installed | 2018-09-17 | 2018-10-03 | 2019-04-24 | 26160 | 0 | Esmay Electric, Inc. | Purchase
UNSEDG-02523 | 86404 | PV (Photovoltaic) | 6.84 | 11565 | Residential | Non-Incentive | 3 - Installed | 2019-03-11 | 2019-03-15 | 2019-04-24 | 20520 | 0 | Esmay Electric, Inc. | Purchase
UNSEDG-02226 | 86444 | PV (Photovoltaic) | 3.15 | 5964 | Residential | Non-Incentive | 3 - Installed | 2018-11-06 | 2018-11-10 | 2019-04-25 | 12050 | 0 | Freedom Forever | Purchase
UNSEDG-02538 | 86406 | PV (Photovoltaic) | 8.58 | 15739 | Residential | Non-Incentive | 3 - Installed | 2019-03-29 | 2019-04-11 | 2019-04-25 | 25350 | 0 | AAA Electric | Purchase
UNSEDG-02495 | 86409 | PV (Photovoltaic) | 5.52 | 10737 | Residential | Non-Incentive | 3 - Installed | 2019-02-11 | 2019-02-22 | 2019-04-29 | 18216 | 0 | Havasu Solar | Lease
UNSEDG-02532 | 86406 | PV (Photovoltaic) | 8.04 | 13709 | Residential | Non-Incentive | 3 - Installed | 2019-03-25 | 2019-04-11 | 2019-05-01 | 22762 | 0 | Esmay Electric, Inc. | Purchase
UNSEDG-02522 | 86404 | PV (Photovoltaic) | 10.72 | 18149 | Residential | Non-Incentive | 3 - Installed | 2019-03-11 | 2019-03-15 | 2019-05-02 | 33982.4 | 0 | Esmay Electric, Inc. | Purchase
UNSEDG-02524 | 86406 | PV (Photovoltaic) | 9.8 | 18058 | Residential | Non-Incentive | 3 - Installed | 2019-03-12 | 2019-03-14 | 2019-05-02 | 31360 | 0 | Havasu Solar | Lease
UNSEDG-02534 | 86406 | PV (Photovoltaic) | 10.08 | 17162 | Residential | Non-Incentive | 3 - Installed | 2019-03-26 | 2019-04-11 | 2019-05-02 | 34977.6 | 0 | Esmay Electric, Inc. | Purchase
UNSEDG-02536 | 86403 | PV (Photovoltaic) | 11.52 | 19965 | Residential | Non-Incentive | 3 - Installed | 2019-03-27 | 2019-04-11 | 2019-05-02 | 40224.4 | 0 | Esmay Electric, Inc. | Purchase
UNSEDG-02533 | 86406 | PV (Photovoltaic) | 13 | 23960 | Residential | Non-Incentive | 3 - Installed | 2019-03-25 | 2019-04-11 | 2019-05-03 | 19656 | 0 | Streamline Solar Power Systems | Lease
UNSEDG-01809 | 85621 | PV (Photovoltaic) | 25.2 | 46119 | Non-Residential | Non-Incentive | 3 - Installed | 2018-04-23 | 2018-11-10 | 2019-05-07 | 78434 | 0 | Technicians for Sustainability | Purchase
UNSEDG-02542 | 85648 | PV (Photovoltaic) | 7.3 | 13183 | Residential | Non-Incentive | 3 - Installed | 2019-04-02 | 2019-04-15 | 2019-05-07 | 28194 | 0 | Solar Solution AZ LLC | Purchase
UNSEDG-02498 | 86401 | PV (Photovoltaic) | 3.6 | 6584 | Residential | Non-Incentive | 3 - Installed | 2019-02-12 | 2019-02-15 | 2019-05-08 | 10000 | 0 | Angle Homes | Purchase
UNSEDG-02543 | 86404 | PV (Photovoltaic) | 6.2 | 11521 | Residential | Non-Incentive | 3 - Installed | 2019-04-03 | 2019-04-11 | 2019-05-13 | 23000 | 0 | self-install | Purchase
UNSEDG-02529 | 86401 | PV (Photovoltaic) | 5.28 | 10131 | Residential | Non-Incentive | 3 - Installed | 2019-03-19 | 2019-04-11 | 2019-05-14 | 13952 | 0 | Streamline Solar Power Systems | Purchase
UNSEDG-02544 | 86406 | PV (Photovoltaic) | 11.52 | 19311 | Residential | Non-Incentive | 3 - Installed | 2019-04-05 | 2019-04-15 | 2019-05-14 | 34560 | 0 | Esmay Electric, Inc. | Purchase
UNSEDG-02545 | 86404 | PV (Photovoltaic) | 11.84 | 20554 | Residential | Non-Incentive | 3 - Installed | 2019-04-05 | 2019-04-15 | 2019-05-14 | 36704 | 0 | Esmay Electric, Inc. | Purchase
UNSEDG-02546 | 86404 | PV (Photovoltaic) | 9.045 | 16046 | Residential | Non-Incentive | 3 - Installed | 2019-04-09 | 2019-04-15 | 2019-05-14 | 29555.8 | 0 | Esmay Electric, Inc. | Purchase
UNSEDG-02547 | 86426 | PV (Photovoltaic) | 11.52 | 17819 | Residential | Non-Incentive | 3 - Installed | 2019-04-10 | 2019-04-15 | 2019-05-14 | 34560 | 0 | Esmay Electric, Inc. | Purchase
UNSEDG-02526 | 86413 | PV (Photovoltaic) | 10.8 | 17968 | Residential | Non-Incentive | 3 - Installed | 2019-03-18 | 2019-03-22 | 2019-05-15 | 35100 | 0 | Havasu Solar | Lease
UNSEDG-02535 | 86404 | PV (Photovoltaic) | 10.8 | 20087 | Residential | Non-Incentive | 3 - Installed | 2019-03-26 | 2019-04-11 | 2019-05-15 | 35100 | 0 | Havasu Solar | Lease
UNSEDG-02552 | 86404 | PV (Photovoltaic) | 11.52 | 19660 | Residential | Non-Incentive | 3 - Installed | 2019-04-15 | 2019-04-18 | 2019-05-15 | 39974.4 | 0 | Esmay Electric, Inc. | Purchase
UNSEDG-01821 | 86438 | PV (Photovoltaic) | 237.6 | 436345 | Non-Residential | Non-Incentive | 3 - Installed | 2018-04-26 | 2019-01-04 | 2019-05-17 | 401282.57 | 0 | I&E Solutions LLC | Purchase
UNSEDG-02549 | 86406 | PV (Photovoltaic) | 8.04 | 13528 | Residential | Non-Incentive | 3 - Installed | 2019-04-15 | 2019-04-18 | 2019-05-20 | 23712 | 0 | Esmay Electric, Inc. | Purchase
UNSEDG-02550 | 86403 | PV (Photovoltaic) | 10.72 | 19292 | Residential | Non-Incentive | 3 - Installed | 2019-04-15 | 2019-04-18 | 2019-05-20 | 34810 | 0 | Esmay Electric, Inc. | Purchase
UNSEDG-02548 | 86403 | PV (Photovoltaic) | 9 | 16058 | Residential | Non-Incentive | 3 - Installed | 2019-04-11 | 2019-04-18 | 2019-05-21 | 38000 | 0 | Self Install | Purchase
UNSEDG-02105 | 86406 | PV (Photovoltaic) | 11.52 | 19624 | Residential | Non-Incentive | 3 - Installed | 2018-09-13 | 2018-09-20 | 2019-05-23 | 35712 | 0 | Esmay Electric, Inc. | Purchase
UNSEDG-02558 | 86403 | PV (Photovoltaic) | 7.37 | 13373 | Residential | Non-Incentive | 3 - Installed | 2019-04-17 | 2019-05-07 | 2019-05-23 | 19530 | 0 | Mohave Solar | Purchase
UNSEDG-02271 | 86406 | PV (Photovoltaic) | 11.34 | 19280 | Residential | Non-Incentive | 3 - Installed | 2018-12-07 | 2018-12-17 | 2019-05-24 | 46492 | 0 | Freedom Forever | Purchase
UNSEDG-02294 | 86403 | PV (Photovoltaic) | 7.32 | 13373 | Residential | Non-Incentive | 3 - Installed | 2018-12-10 | 2018-12-17 | 2019-05-24 | 37300 | 0 | Phoenix Solar Specialists | Purchase
UNSEDG-02560 | 86403 | PV (Photovoltaic) | 11.52 | 20361 | Residential | Non-Incentive | 3 - Installed | 2019-04-17 | 2019-04-22 | 2019-05-28 | 38016 | 0 | Esmay Electric, Inc. | Purchase
UNSEDG-02412 | 86403 | PV (Photovoltaic) | 33 | 56736 | Non-Residential | Non-Incentive | 3 - Installed | 2019-01-07 | 2019-01-21 | 2019-05-29 | 70043 | 0 | Streamline Solar Power Systems | Purchase
UNSEDG-02555 | 86404 | PV (Photovoltaic) | 11.725 | 21275 | Residential | Non-Incentive | 3 - Installed | 2019-04-16 | 2019-04-18 | 2019-06-03 | 31071 | 0 | Mohave Solar | Purchase
UNSEDG-02563 | 86404 | PV (Photovoltaic) | 6.03 | 10857 | Residential | Non-Incentive | 3 - Installed | 2019-04-24 | 2019-04-29 | 2019-06-03 | 16884 | 0 | Esmay Electric, Inc. | Purchase
UNSEDG-02566 | 86404 | PV (Photovoltaic) | 11.84 | 20436 | Residential | Non-Incentive | 3 - Installed | 2019-04-25 | 2019-04-29 | 2019-06-03 | 37904 | 0 | Esmay Electric, Inc. | Purchase
UNSEDG-02567 | 86404 | PV (Photovoltaic) | 2.96 | 5209 | Residential | Non-Incentive | 3 - Installed | 2019-04-25 | 2019-05-01 | 2019-06-03 | 9176 | 0 | Esmay Electric, Inc. | Purchase
UNSEDG-02572 | 86403 | PV (Photovoltaic) | 9.99 | 17037 | Residential | Non-Incentive | 3 - Installed | 2019-04-29 | 2019-05-06 | 2019-06-03 | 29970 | 0 | Esmay Electric, Inc. | Purchase
UNSEDG-02513 | 86406 | PV (Photovoltaic) | 8.19 | 15215 | Residential | Non-Incentive | 3 - Installed | 2019-03-06 | 2019-03-14 | 2019-06-04 | 25575 | 0 | Self Install | Purchase
UNSEDG-02559 | 86403 | PV (Photovoltaic) | 8.502 | 15413 | Residential | Non-Incentive | 3 - Installed | 2019-04-17 | 2019-04-22 | 2019-06-04 | 27206.4 | 0 | Esmay Electric, Inc. | Lease
UNSEDG-02494 | 86404 | PV (Photovoltaic) | 11.52 | 20501 | Residential | Non-Incentive | 3 - Installed | 2019-02-11 | 2019-02-22 | 2019-06-06 | 34560 | 0 | Esmay Electric, Inc. | Purchase
UNSEDG-02565 | 86444 | PV (Photovoltaic) | 7.32 | 11890 | Residential | Non-Incentive | 3 - Installed | 2019-04-24 | 2019-04-29 | 2019-06-06 | 17728 | 0 | Wise Electric, Inc. | Purchase
UNSEDG-02521 | 86401 | PV (Photovoltaic) | 7.2 | 11723 | Residential | Non-Incentive | 3 - Installed | 2019-03-08 | 2019-03-15 | 2019-06-10 | 22321 | 0 | Havasu Solar | Lease
UNSEDG-02080 | 86403 | PV (Photovoltaic) | 12.6 | 22672 | Residential | Non-Incentive | 3 - Installed | 2018-09-10 | 2018-09-13 | 2019-06-11 | 35678 | 0 | Mohave Solar | Purchase
UNSEDG-02126 | 86404 | PV (Photovoltaic) | 9.38 | 15761 | Residential | Non-Incentive | 3 - Installed | 2018-09-20 | 2018-10-01 | 2019-06-11 | 27202 | 0 | Esmay Electric, Inc. | Purchase
UNSEDG-02531 | 86403 | PV (Photovoltaic) | 7.37 | 13820 | Residential | Non-Incentive | 3 - Installed | 2019-03-25 | 2019-04-11 | 2019-06-11 | 19877 | 0 | Streamline Solar Power Systems | Purchase
UNSEDG-02539 | 86403 | PV (Photovoltaic) | 9.81 | 17462 | Residential | Non-Incentive | 3 - Installed | 2019-04-01 | 2019-04-11 | 2019-06-11 | 30902 | 0 | Streamline Solar Power Systems | Lease
UNSEDG-02393 | 86401 | PV (Photovoltaic) | 54 | 97076 | Non-Residential | Non-Incentive | 3 - Installed | 2019-01-03 | 2019-06-04 | 2019-06-13 | 129983 | 0 | Streamline Solar Power Systems | Purchase
UNSEDG-02541 | 86403 | PV (Photovoltaic) | 8.64 | 14833 | Residential | Non-Incentive | 3 - Installed | 2019-04-01 | 2019-04-11 | 2019-06-13 | 27648 | 0 | Esmay Electric, Inc. | Lease
UNSEDG-02557 | 86406 | PV (Photovoltaic) | 11.725 | 21275 | Residential | Non-Incentive | 3 - Installed | 2019-04-17 | 2019-04-22 | 2019-06-13 | 32926.83 | 0 | Mohave Solar | Purchase
UNSEDG-02571 | 86406 | PV (Photovoltaic) | 10.72 | 19008 | Residential | Non-Incentive | 3 - Installed | 2019-04-29 | 2019-05-06 | 2019-06-13 | 30266 | 0 | Esmay Electric, Inc. | Purchase
UNSEDG-02579 | 86404 | PV (Photovoltaic) | 11.84 | 20847 | Residential | Non-Incentive | 3 - Installed | 2019-05-03 | 2019-05-06 | 2019-06-13 | 35520 | 0 | Esmay Electric, Inc. | Purchase
UNSEDG-02581 | 86403 | PV (Photovoltaic) | 6.9 | 12148 | Residential | Non-Incentive | 3 - Installed | 2019-05-07 | 2019-05-09 | 2019-06-13 | 19960 | 0 | Esmay Electric, Inc. | Purchase
UNSEDG-02553 | 86409 | PV (Photovoltaic) | 9.6 | 18793 | Residential | Non-Incentive | 3 - Installed | 2019-04-16 | 2019-04-18 | 2019-06-18 | 29273 | 0 | Streamline Solar Power Systems | Purchase
UNSEDG-02573 | 86404 | PV (Photovoltaic) | 10.695 | 20332 | Residential | Non-Incentive | 3 - Installed | 2019-04-30 | 2019-05-06 | 2019-06-18 | 32620 | 0 | Havasu Solar | Lease
UNSEDG-02578 | 86403 | PV (Photovoltaic) | 11.84 | 18253 | Residential | Non-Incentive | 3 - Installed | 2019-05-03 | 2019-05-06 | 2019-06-18 | 36704 | 0 | Esmay Electric, Inc. | Lease
UNSEDG-02583 | 86404 | PV (Photovoltaic) | 8.175 | 13719 | Residential | Non-Incentive | 3 - Installed | 2019-05-08 | 2019-05-09 | 2019-06-24 | 26977.5 | 0 | Esmay Electric, Inc. | Purchase
UNSEDG-01971 | 86406 | PV (Photovoltaic) | 15 | 25871 | Residential | Non-Incentive | 3 - Installed | 2018-07-17 | 2018-07-23 | 2019-06-25 | 41826 | 0 | Streamline Solar Power Systems | Purchase
UNSEDG-02020 | 86429 | PV (Photovoltaic) | 15.6 | 28479 | Non-Residential | Non-Incentive | 3 - Installed | 2018-08-23 | 2018-08-23 | 2019-06-25 | 54600 | 0 | BULLHEAD SOLAR, INC | Purchase
UNSEDG-02510 | 86404 | PV (Photovoltaic) | 19.98 | 34928 | Residential | Non-Incentive | 3 - Installed | 2019-03-01 | 2019-05-16 | 2019-06-25 | 71728.2 | 0 | Esmay Electric, Inc. | Purchase
UNSEDG-02606 | 85648 | PV (Photovoltaic) | 9.38 | 17178 | Residential | Non-Incentive | 3 - Installed | 2019-05-16 | 2019-05-21 | 2019-06-26 | 29720 | 0 | The Solar Store | Purchase
UNSEDG-02607 | 86401 | PV (Photovoltaic) | 6.175 | 11851 | Residential | Non-Incentive | 3 - Installed | 2019-05-17 | 2019-05-21 | 2019-06-26 | 19143 | 0 | Plus Electric Solar | Purchase
UNSEDG-02614 | 86403 | PV (Photovoltaic) | 12.16 | 22640 | Residential | Non-Incentive | 3 - Installed | 2019-05-29 | 2019-06-04 | 2019-06-26 | 48400 | 0 | Havasu Solar | Purchase
UNSEDG-02554 | 86406 | PV (Photovoltaic) | 26.8 | 47790 | Residential | Non-Incentive | 3 - Installed | 2019-04-16 | 2019-05-14 | 2019-06-28 | 78248 | 0 | Esmay Electric, Inc. | Purchase
UNSEDG-02568 | 86403 | PV (Photovoltaic) | 6.365 | 11300 | Residential | Non-Incentive | 3 - Installed | 2019-04-26 | 2019-05-06 | 2019-06-28 | 15916.5 | 0 | Streamline Solar Power Systems | Purchase
UNSEDG-02569 | 86403 | PV (Photovoltaic) | 6.365 | 11300 | Residential | Non-Incentive | 3 - Installed | 2019-04-26 | 2019-05-06 | 2019-06-28 | 15916.5 | 0 | Streamline Solar Power Systems | Purchase
UNSEDG-02574 | 86404 | PV (Photovoltaic) | 10.72 | 18523 | Residential | Non-Incentive | 3 - Installed | 2019-05-01 | 2019-05-06 | 2019-07-02 | 41412.8 | 0 | Esmay Electric, Inc. | Purchase
UNSEDG-02577 | 86406 | PV (Photovoltaic) | 11.84 | 19688 | Residential | Non-Incentive | 3 - Installed | 2019-05-02 | 2019-05-06 | 2019-07-02 | 36704 | 0 | Esmay Electric, Inc. | Lease
UNSEDG-02580 | 86403 | PV (Photovoltaic) | 10.56 | 19452 | Residential | Non-Incentive | 3 - Installed | 2019-05-06 | 2019-05-09 | 2019-07-03 | 21100.2 | 0 | Streamline Solar Power Systems | Lease
UNSEDG-02335 | 86429 | PV (Photovoltaic) | 6.6 | 11224 | Residential | Non-Incentive | 3 - Installed | 2018-12-19 | 2018-12-24 | 2019-07-05 | 10000 | 0 | SELF INSTALL | Purchase
UNSEDG-02605 | 86406 | PV (Photovoltaic) | 7.035 | 12480 | Residential | Non-Incentive | 3 - Installed | 2019-05-16 | 2019-05-21 | 2019-07-05 | 18994.5 | 0 | Esmay Electric, Inc. | Purchase
UNSEDG-02517 | 85648 | PV (Photovoltaic) | 10.065 | 17529 | Residential | Non-Incentive | 3 - Installed | 2019-03-07 | 2019-03-15 | 2019-07-08 | 46407 | 0 | SolarCity | Purchase
UNSEDG-02585 | 86406 | PV (Photovoltaic) | 10.72 | 19214 | Residential | Non-Incentive | 3 - Installed | 2019-05-09 | 2019-05-13 | 2019-07-08 | 35932.8 | 0 | Esmay Electric, Inc. | Purchase
UNSEDG-02638 | 86404 | PV (Photovoltaic) | 6.65 | 12650 | Residential | Non-Incentive | 3 - Installed | 2019-06-13 | 2019-06-17 | 2019-07-09 | 21280 | 0 | Havasu Solar | Lease
UNSEDG-02654 | 86406 | PV (Photovoltaic) | 9.72 | 17671 | Residential | Non-Incentive | 3 - Installed | 2019-07-01 | 2019-07-03 | 2019-07-09 | 31104 | 0 | Havasu Solar | Lease
UNSEDG-02519 | 86406 | PV (Photovoltaic) | 11.52 | 20501 | Residential | Non-Incentive | 3 - Installed | 2019-03-08 | 2019-03-15 | 2019-07-12 | 44068 | 0 | Esmay Electric, Inc. | Purchase
UNSEDG-02561 | 85648 | PV (Photovoltaic) | 7.54 | 14198 | Residential | Non-Incentive | 3 - Installed | 2019-04-18 | 2019-04-22 | 2019-07-12 | 33500 | 0 | Liggett Electrical Services LLC | Purchase
UNSEDG-02576 | 86404 | PV (Photovoltaic) | 11.84 | 19762 | Residential | Non-Incentive | 3 - Installed | 2019-05-02 | 2019-05-06 | 2019-07-12 | 42505.6 | 0 | Esmay Electric, Inc. | Purchase
UNSEDG-02584 | 86404 | PV (Photovoltaic) | 8.32 | 14517 | Residential | Non-Incentive | 3 - Installed | 2019-05-08 | 2019-05-09 | 2019-07-12 | 25792 | 0 | Esmay Electric, Inc. | Lease
UNSEDG-02598 | 86403 | PV (Photovoltaic) | 10.72 | 19169 | Non-Residential | Non-Incentive | 3 - Installed | 2019-05-15 | 2019-05-15 | 2019-07-15 | 30016 | 0 | Esmay Electric, Inc. | Purchase
UNSEDG-02588 | 86426 | PV (Photovoltaic) | 8.64 | 15905 | Residential | Non-Incentive | 3 - Installed | 2019-05-13 | 2019-05-15 | 2019-07-16 | 26352 | 0 | Havasu Solar | Lease
UNSEDG-01995 | 86404 | PV (Photovoltaic) | 10.8 | 19292 | Residential | Non-Incentive | 3 - Installed | 2018-08-08 | 2018-08-17 | 2019-07-17 | 33480 | 0 | Esmay Electric, Inc. | Purchase
UNSEDG-02593 | 86406 | PV (Photovoltaic) | 10.24 | 17585 | Residential | Non-Incentive | 3 - Installed | 2019-05-14 | 2019-05-15 | 2019-07-17 | 31744 | 0 | Esmay Electric, Inc. | Lease
UNSEDG-02596 | 86404 | PV (Photovoltaic) | 4.14 | 7185 | Residential | Non-Incentive | 3 - Installed | 2019-05-14 | 2019-05-15 | 2019-07-17 | 12834 | 0 | Esmay Electric, Inc. | Lease
UNSEDG-02615 | 86406 | PV (Photovoltaic) | 8.71 | 15805 | Residential | Non-Incentive | 3 - Installed | 2019-05-30 | 2019-06-04 | 2019-07-17 | 29000 | 0 | Mohave Solar | Purchase
UNSEDG-02644 | 86409 | PV (Photovoltaic) | 3.6 | 5701 | Residential | Non-Incentive | 3 - Installed | 2019-06-18 | 2019-06-20 | 2019-07-17 | 9604 | 0 | Tri State Solar & Wind Corp. | Purchase
UNSEDG-02540 | 85648 | PV (Photovoltaic) | 10.95 | 20615 | Residential | Non-Incentive | 3 - Installed | 2019-04-01 | 2019-04-11 | 2019-07-18 | 48192 | 0 | Solar Solution AZ | Purchase
UNSEDG-02586 | 86406 | PV (Photovoltaic) | 10.24 | 18066 | Residential | Non-Incentive | 3 - Installed | 2019-05-10 | 2019-05-13 | 2019-07-18 | 31744 | 0 | Esmay Electric, Inc. | Lease
UNSEDG-02600 | 86404 | PV (Photovoltaic) | 3.7 | 6367 | Residential | Non-Incentive | 3 - Installed | 2019-05-15 | 2019-05-15 | 2019-07-18 | 12470 | 0 | Esmay Electric, Inc. | Purchase
UNSEDG-02582 | 86406 | PV (Photovoltaic) | 13.4 | 24282 | Residential | Non-Incentive | 3 - Installed | 2019-05-08 | 2019-05-09 | 2019-07-19 | 39929 | 0 | Streamline Solar Power Systems | Purchase
UNSEDG-02601 | 86406 | PV (Photovoltaic) | 10.72 | 18632 | Residential | Non-Incentive | 3 - Installed | 2019-05-15 | 2019-05-21 | 2019-07-19 | 30016 | 0 | Esmay Electric, Inc. | Purchase
UNSEDG-02603 | 86406 | PV (Photovoltaic) | 14.8 | 25098 | Residential | Non-Incentive | 3 - Installed | 2019-05-16 | 2019-05-21 | 2019-07-22 | 44400 | 0 | Esmay Electric, Inc. | Purchase
UNSEDG-02570 | 85648 | PV (Photovoltaic) | 8.64 | 16322 | Residential | Non-Incentive | 3 - Installed | 2019-04-29 | 2019-05-06 | 2019-07-24 | 30962 | 0 | Streamline Solar Power Systems | Purchase
UNSEDG-02642 | 86403 | PV (Photovoltaic) | 6.03 | 9786 | Non-Residential | Non-Incentive | 3 - Installed | 2019-06-14 | 2019-06-17 | 2019-07-25 | 30000 | 0 | Esmay Electric, Inc. | Purchase
UNSEDG-02608 | 86406 | PV (Photovoltaic) | 9.38 | 16609 | Residential | Non-Incentive | 3 - Installed | 2019-05-21 | 2019-05-22 | 2019-07-29 | 26264 | 0 | Esmay Electric, Inc. | Purchase
UNSEDG-02610 | 86406 | PV (Photovoltaic) | 7.848 | 13794 | Residential | Non-Incentive | 3 - Installed | 2019-05-24 | 2019-06-04 | 2019-07-29 | 27176.88 | 0 | Esmay Electric, Inc. | Purchase
UNSEDG-02612 | 86406 | PV (Photovoltaic) | 11.055 | 19914 | Residential | Non-Incentive | 3 - Installed | 2019-05-28 | 2019-06-04 | 2019-07-30 | 32424 | 0 | Streamline Solar Power Systems | Purchase
UNSEDG-02613 | 86404 | PV (Photovoltaic) | 11.84 | 20338 | Residential | Non-Incentive | 3 - Installed | 2019-05-28 | 2019-06-04 | 2019-08-05 | 41216.4 | 0 | Esmay Electric, Inc. | Purchase
UNSEDG-02645 | 86404 | PV (Photovoltaic) | 8.19 | 15131 | Residential | Non-Incentive | 3 - Installed | 2019-06-20 | 2019-06-20 | 2019-08-05 | 23423 | 0 | Havasu Solar | Purchase
UNSEDG-02592 | 86429 | PV (Photovoltaic) | 10.05 | 18236 | Residential | Non-Incentive | 3 - Installed | 2019-05-14 | 2019-05-15 | 2019-08-06 | 27630 | 0 | Mohave Solar | Purchase
UNSEDG-02594 | 86429 | PV (Photovoltaic) | 11.725 | 21275 | Residential | Non-Incentive | 3 - Installed | 2019-05-14 | 2019-05-15 | 2019-08-06 | 30485 | 0 | Mohave Solar | Purchase
UNSEDG-02602 | 86406 | PV (Photovoltaic) | 10.24 | 17724 | Residential | Non-Incentive | 3 - Installed | 2019-05-15 | 2019-05-21 | 2019-08-06 | 30720 | 0 | Esmay Electric, Inc. | Lease
UNSEDG-02604 | 86406 | PV (Photovoltaic) | 9.24 | 15362 | Residential | Non-Incentive | 3 - Installed | 2019-05-16 | 2019-05-21 | 2019-08-06 | 10000 | 0 | Esmay Electric, Inc. | Purchase
UNSEDG-02611 | 86413 | PV (Photovoltaic) | 13 | 25255 | Residential | Non-Incentive | 3 - Installed | 2019-05-28 | 2019-06-04 | 2019-08-06 | 38932 | 0 | Streamline Solar Power Systems | Purchase
UNSEDG-02628 | 86404 | PV (Photovoltaic) | 6.867 | 11690 | Residential | Non-Incentive | 3 - Installed | 2019-06-11 | 2019-06-12 | 2019-08-07 | 19267.6 | 0 | Esmay Electric, Inc. | Purchase
UNSEDG-02679 | 86403 | PV (Photovoltaic) | 9.38 | 16773 | Residential | Non-Incentive | 3 - Installed | 2019-07-31 | 2019-08-02 | 2019-08-07 | 26264 | 0 | Esmay Electric, Inc. | Purchase
UNSEDG-02587 | 86429 | PV (Photovoltaic) | 13 | 24555 | Residential | Non-Incentive | 3 - Installed | 2019-05-10 | 2019-05-13 | 2019-08-09 | 35325 | 0 | Streamline Solar Power Systems | Purchase
UNSEDG-02609 | 86404 | PV (Photovoltaic) | 10.24 | 17721 | Residential | Non-Incentive | 3 - Installed | 2019-05-24 | 2019-06-04 | 2019-08-09 | 30720 | 0 | Esmay Electric, Inc. | Lease
UNSEDG-02631 | 86403 | PV (Photovoltaic) | 11.84 | 21043 | Residential | Non-Incentive | 3 - Installed | 2019-06-12 | 2019-06-12 | 2019-08-09 | 35520 | 0 | Esmay Electric, Inc. | Purchase
UNSEDG-02436 | 86406 | PV (Photovoltaic) | 12.2 | 20739 | Residential | Non-Incentive | 3 - Installed | 2019-01-21 | 2019-01-22 | 2019-08-12 | 44000 | 0 | SELF | Purchase
UNSEDG-02502 | 86404 | PV (Photovoltaic) | 2.9 | 3912 | Residential | Non-Incentive | 3 - Installed | 2019-02-20 | 2019-03-04 | 2019-08-13 | 13500 | 0 | Liggett Electrical Services LLC | Purchase
UNSEDG-02617 | 86404 | PV (Photovoltaic) | 3.45 | 6013 | Residential | Non-Incentive | 3 - Installed | 2019-06-04 | 2019-06-04 | 2019-08-13 | 9660 | 0 | Esmay Electric, Inc. | Purchase
UNSEDG-02622 | 86406 | PV (Photovoltaic) | 11.04 | 19177 | Residential | Non-Incentive | 3 - Installed | 2019-06-07 | 2019-06-12 | 2019-08-13 | 36792.4 | 0 | Esmay Electric, Inc. | Purchase
UNSEDG-02589 | 86406 | PV (Photovoltaic) | 10.8 | 17031 | Residential | Non-Incentive | 3 - Installed | 2019-05-13 | 2019-05-15 | 2019-08-15 | 33264 | 0 | Havasu Solar | Lease
UNSEDG-02641 | 86403 | PV (Photovoltaic) | 9.38 | 17020 | Residential | Non-Incentive | 3 - Installed | 2019-06-14 | 2019-06-20 | 2019-08-15 | 24857 | 0 | Mohave Solar | Purchase
UNSEDG-02597 | 86426 | PV (Photovoltaic) | 10.05 | 18236 | Residential | Non-Incentive | 3 - Installed | 2019-05-14 | 2019-05-21 | 2019-08-16 | 26130 | 0 | Mohave Solar | Purchase
UNSEDG-02625 | 86401 | PV (Photovoltaic) | 12.8 | 24693 | Residential | Non-Incentive | 3 - Installed | 2019-06-10 | 2019-06-12 | 2019-08-16 | 33089 | 0 | Streamline Solar Power Systems | Purchase
UNSEDG-01850 | 86406 | PV (Photovoltaic) | 11.725 | 20622 | Residential | Non-Incentive | 3 - Installed | 2018-05-07 | 2018-05-14 | 2019-08-20 | 42500 | 0 | Mohave Solar | Purchase
UNSEDG-02624 | 86404 | PV (Photovoltaic) | 11.84 | 20847 | Residential | Non-Incentive | 3 - Installed | 2019-06-10 | 2019-06-12 | 2019-08-20 | 35520 | 0 | Esmay Electric, Inc. | Purchase
UNSEDG-02646 | 86404 | PV (Photovoltaic) | 10.08 | 18845 | Residential | Non-Incentive | 3 - Installed | 2019-06-20 | 2019-06-20 | 2019-08-21 | 32256 | 0 | Havasu Solar | Lease
UNSEDG-02623 | 86406 | PV (Photovoltaic) | 13.734 | 24610 | Residential | Non-Incentive | 3 - Installed | 2019-06-10 | 2019-06-12 | 2019-08-22 | 34412 | 0 | Streamline Solar Power Systems | Purchase
UNSEDG-02652 | 86403 | PV (Photovoltaic) | 11.04 | 19273 | Residential | Non-Incentive | 3 - Installed | 2019-06-27 | 2019-06-28 | 2019-08-22 | 29800 | 0 | Esmay Electric, Inc. | Purchase
UNSEDG-02530 | 86404 | PV (Photovoltaic) | 11.52 | 19956 | Residential | Non-Incentive | 3 - Installed | 2019-03-21 | 2019-04-11 | 2019-08-23 | 34560 | 0 | Esmay Electric, Inc. | Purchase
UNSEDG-02620 | 86406 | PV (Photovoltaic) | 9.045 | 16412 | Residential | Non-Incentive | 3 - Installed | 2019-06-04 | 2019-07-15 | 2019-08-23 | 29728 | 0 | Mohave Solar | Purchase
UNSEDG-02640 | 86406 | PV (Photovoltaic) | 11.84 | 20111 | Residential | Non-Incentive | 3 - Installed | 2019-06-14 | 2019-06-20 | 2019-08-23 | 36220 | 0 | Esmay Electric, Inc. | Purchase
UNSEDG-02659 | 86406 | PV (Photovoltaic) | 11.84 | 20973 | Residential | Non-Incentive | 3 - Installed | 2019-07-11 | 2019-07-15 | 2019-08-23 | 34336 | 0 | Esmay Electric, Inc. | Purchase
UNSEDG-02668 | 86404 | PV (Photovoltaic) | 7.245 | 13056 | Residential | Non-Incentive | 3 - Installed | 2019-07-18 | 2019-07-25 | 2019-08-27 | 20286 | 0 | Havasu Solar | Purchase
UNSEDG-02537 | 85648 | PV (Photovoltaic) | 5.94 | 10453 | Residential | Non-Incentive | 3 - Installed | 2019-03-28 | 2019-04-11 | 2019-09-04 | 18117 | 0 | Tesla Energy Operations, Inc. | Purchase
UNSEDG-02616 | 86401 | PV (Photovoltaic) | 8.64 | 13778 | Residential | Non-Incentive | 3 - Installed | 2019-06-03 | 2019-06-04 | 2019-09-04 | 26784 | 0 | Esmay Electric, Inc. | Lease
UNSEDG-02621 | 86406 | PV (Photovoltaic) | 8.51 | 15154 | Residential | Non-Incentive | 3 - Installed | 2019-06-06 | 2019-06-12 | 2019-09-04 | 26381 | 0 | Esmay Electric, Inc. | Lease
UNSEDG-02632 | 86406 | PV (Photovoltaic) | 11.84 | 20248 | Residential | Non-Incentive | 3 - Installed | 2019-06-12 | 2019-06-12 | 2019-09-04 | 37904 | 0 | Esmay Electric, Inc. | Purchase
UNSEDG-02661 | 86404 | PV (Photovoltaic) | 7.59 | 13440 | Residential | Non-Incentive | 3 - Installed | 2019-07-15 | 2019-07-17 | 2019-09-04 | 23211 | 0 | Esmay Electric, Inc. | Purchase
UNSEDG-02655 | 86406 | PV (Photovoltaic) | 9.315 | 16723 | Residential | Non-Incentive | 3 - Installed | 2019-07-02 | 2019-07-03 | 2019-09-05 | 27282 | 0 | Esmay Electric, Inc. | Purchase
UNSEDG-02629 | 86406 | PV (Photovoltaic) | 10.73 | 19053 | Residential | Non-Incentive | 3 - Installed | 2019-06-11 | 2019-06-12 | 2019-09-06 | 33263 | 0 | Esmay Electric, Inc. | Lease
UNSEDG-02656 | 86403 | PV (Photovoltaic) | 11.84 | 20738 | Residential | Non-Incentive | 3 - Installed | 2019-07-02 | 2019-07-03 | 2019-09-09 | 35786 | 0 | Esmay Electric, Inc. | Purchase
UNSEDG-02669 | 86403 | PV (Photovoltaic) | 7.98 | 12871 | Residential | Non-Incentive | 3 - Installed | 2019-07-18 | 2019-07-25 | 2019-09-10 | 33000 | 0 | Self Install | Purchase
UNSEDG-02671 | 86409 | PV (Photovoltaic) | 6.51 | 11882 | Residential | Non-Incentive | 3 - Installed | 2019-07-22 | 2019-08-02 | 2019-09-11 | 22785 | 0 | Plus Electric Solar | Purchase
UNSEDG-02647 | 86406 | PV (Photovoltaic) | 11.84 | 19727 | Residential | Non-Incentive | 3 - Installed | 2019-06-21 | 2019-06-28 | 2019-09-12 | 36704 | 0 | Esmay Electric, Inc. | Lease
UNSEDG-02648 | 86404 | PV (Photovoltaic) | 7.68 | 12906 | Residential | Non-Incentive | 3 - Installed | 2019-06-24 | 2019-06-28 | 2019-09-12 | 24158 | 0 | Esmay Electric, Inc. | Lease
UNSEDG-02673 | 86404 | PV (Photovoltaic) | 11.04 | 18545 | Residential | Non-Incentive | 3 - Installed | 2019-07-24 | 2019-08-02 | 2019-09-12 | 34224 | 0 | Esmay Electric, Inc. | Purchase
UNSEDG-02683 | 86404 | PV (Photovoltaic) | 9.75 | 18197 | Residential | Non-Incentive | 3 - Installed | 2019-08-01 | 2019-08-15 | 2019-09-16 | 28800 | 0 | AAA Electric inc | Purchase
UNSEDG-02643 | 86413 | PV (Photovoltaic) | 10.05 | 18712 | Residential | Non-Incentive | 3 - Installed | 2019-06-18 | 2019-06-20 | 2019-09-17 | 26130 | 0 | Mohave Solar | Purchase
UNSEDG-02650 | 86413 | PV (Photovoltaic) | 11.88 | 23645 | Residential | Non-Incentive | 3 - Installed | 2019-06-26 | 2019-07-15 | 2019-09-17 | 43306 | 0 | Streamline Solar Power Systems | Purchase
UNSEDG-02635 | 86409 | PV (Photovoltaic) | 7.5 | 14183 | Residential | Non-Incentive | 3 - Installed | 2019-06-12 | 2019-06-12 | 2019-09-18 | 42750 | 0 | Titan Solar Power | Purchase
UNSEDG-02696 | 86406 | PV (Photovoltaic) | 11.725 | 21448 | Residential | Non-Incentive | 3 - Installed | 2019-08-13 | 2019-08-20 | 2019-09-18 | 37071 | 0 | Mohave Solar | Purchase
UNSEDG-02667 | 86406 | PV (Photovoltaic) | 11.04 | 18202 | Residential | Non-Incentive | 3 - Installed | 2019-07-18 | 2019-07-25 | 2019-09-19 | 35880 | 0 | Esmay Electric, Inc. | Purchase
UNSEDG-02675 | 86404 | PV (Photovoltaic) | 11.84 | 19160 | Residential | Non-Incentive | 3 - Installed | 2019-07-26 | 2019-08-09 | 2019-09-20 | 36954 | 0 | Esmay Electric, Inc. | Purchase
UNSEDG-02678 | 86403 | PV (Photovoltaic) | 9.6 | 16509 | Residential | Non-Incentive | 3 - Installed | 2019-07-30 | 2019-08-14 | 2019-09-20 | 29760 | 0 | Esmay Electric, Inc. | Lease
UNSEDG-02681 | 86404 | PV (Photovoltaic) | 7.92 | 14794 | Residential | Non-Incentive | 3 - Installed | 2019-07-31 | 2019-08-15 | 2019-09-23 | 24948 | 0 | Havasu Solar | Lease
UNSEDG-02687 | 86403 | PV (Photovoltaic) | 8.625 | 15234 | Residential | Non-Incentive | 3 - Installed | 2019-08-05 | 2019-08-15 | 2019-09-23 | 24581.25 | 0 | Esmay Electric, Inc. | Purchase
UNSEDG-02693 | 86401 | PV (Photovoltaic) | 7.44 | 13026 | Residential | Non-Incentive | 3 - Installed | 2019-08-08 | 2019-08-16 | 2019-09-23 | 22617.6 | 0 | Esmay Electric, Inc. | Purchase
UNSEDG-02699 | 86401 | PV (Photovoltaic) | 5.67 | 9532 | Residential | Non-Incentive | 3 - Installed | 2019-08-16 | 2019-08-20 | 2019-09-23 | 28510 | 0 | Liggett Electrical Services LLC | Purchase
UNSEDG-02626 | 86406 | PV (Photovoltaic) | 11.84 | 20352 | Residential | Non-Incentive | 3 - Installed | 2019-06-10 | 2019-06-12 | 2019-09-26 | 36704 | 0 | Esmay Electric, Inc. | Lease
UNSEDG-02627 | 86406 | PV (Photovoltaic) | 11.84 | 20352 | Residential | Non-Incentive | 3 - Installed | 2019-06-10 | 2019-06-12 | 2019-09-26 | 36704 | 0 | Esmay Electric, Inc. | Lease
UNSEDG-02665 | 86406 | PV (Photovoltaic) | 11.22 | 21066 | Residential | Non-Incentive | 3 - Installed | 2019-07-18 | 2019-07-25 | 2019-09-26 | 33871 | 0 | Streamline Solar Power Systems | Purchase
UNSEDG-02682 | 86406 | PV (Photovoltaic) | 11.1 | 18841 | Residential | Non-Incentive | 3 - Installed | 2019-08-01 | 2019-08-15 | 2019-09-26 | 34410 | 0 | Esmay Electric, Inc. | Lease
UNSEDG-02619 | 86413 | PV (Photovoltaic) | 8.1 | 15410 | Residential | Non-Incentive | 3 - Installed | 2019-06-04 | 2019-06-17 | 2019-09-27 | 35640 | 0 | TITAN SOLAR | Purchase
UNSEDG-02663 | 85646 | PV (Photovoltaic) | 10.72 | 20537 | Residential | Non-Incentive | 3 - Installed | 2019-07-17 | 2019-07-24 | 2019-09-30 | 15000 | 0 | Self Install | Purchase
UNSEDG-02684 | 86404 | PV (Photovoltaic) | 10.464 | 18162 | Residential | Non-Incentive | 3 - Installed | 2019-08-01 | 2019-08-20 | 2019-09-30 | 27729.6 | 0 | Esmay Electric, Inc. | Purchase
UNSEDG-02666 | 86406 | PV (Photovoltaic) | 11.2 | 20618 | Residential | Non-Incentive | 3 - Installed | 2019-07-18 | 2019-07-24 | 2019-10-01 | 22084 | 0 | Streamline Solar Power Systems | Purchase
UNSEDG-02674 | 86406 | PV (Photovoltaic) | 12.87 | 24146 | Residential | Non-Incentive | 3 - Installed | 2019-07-25 | 2019-08-02 | 2019-10-01 | 32245 | 0 | Streamline Solar Power Systems | Purchase
UNSEDG-02662 | 86406 | PV (Photovoltaic) | 11.9 | 21599 | Residential | Non-Incentive | 3 - Installed | 2019-07-16 | 2019-07-17 | 2019-10-03 | 32130 | 0 | Mohave Solar | Purchase
UNSEDG-02692 | 86406 | PV (Photovoltaic) | 9.9 | 18288 | Residential | Non-Incentive | 3 - Installed | 2019-08-08 | 2019-08-16 | 2019-10-03 | 33596 | 0 | Plus Electric Solar | Purchase
UNSEDG-02705 | 86406 | PV (Photovoltaic) | 9.3 | 16415 | Residential | Non-Incentive | 3 - Installed | 2019-08-23 | 2019-08-30 | 2019-10-03 | 23715 | 0 | Esmay Electric, Inc. | Purchase
UNSEDG-02664 | 86406 | PV (Photovoltaic) | 12.21 | 20753 | Residential | Non-Incentive | 3 - Installed | 2019-07-18 | 2019-07-25 | 2019-10-04 | 36139 | 0 | Streamline Solar Power Systems | Purchase
UNSEDG-02672 | 85648 | PV (Photovoltaic) | 10.23 | 18599 | Residential | Non-Incentive | 3 - Installed | 2019-07-23 | 2019-08-20 | 2019-10-04 | 31535.18 | 0 | Net Zero Solar LLC | Purchase
UNSEDG-02680 | 86429 | PV (Photovoltaic) | 10.71 | 20268 | Residential | Non-Incentive | 3 - Installed | 2019-07-31 | 2019-08-15 | 2019-10-08 | 28917 | 0 | Havasu Solar | Purchase
UNSEDG-02703 | 86403 | PV (Photovoltaic) | 11.04 | 19600 | Residential | Non-Incentive | 3 - Installed | 2019-08-21 | 2019-08-30 | 2019-10-08 | 36130 | 0 | Esmay Electric, Inc. | Purchase
UNSEDG-02639 | 86406 | PV (Photovoltaic) | 10.05 | 18236 | Residential | Non-Incentive | 3 - Installed | 2019-06-13 | 2019-06-17 | 2019-10-09 | 26632 | 0 | Mohave Solar | Purchase
UNSEDG-02704 | 86403 | PV (Photovoltaic) | 9.62 | 16720 | Residential | Non-Incentive | 3 - Installed | 2019-08-23 | 2019-08-30 | 2019-10-09 | 29629.6 | 0 | Esmay Electric, Inc. | Lease
UNSEDG-02718 | 86403 | PV (Photovoltaic) | 11.84 | 21103 | Residential | Non-Incentive | 3 - Installed | 2019-09-06 | 2019-09-11 | 2019-10-09 | 32307.2 | 0 | Esmay Electric, Inc. | Purchase
UNSEDG-02737 | 86404 | PV (Photovoltaic) | 9.75 | 18387 | Residential | Non-Incentive | 3 - Installed | 2019-09-19 | 2019-09-28 | 2019-10-09 | 26812.5 | 0 | AAA Electric inc | Purchase
UNSEDG-02685 | 86404 | PV (Photovoltaic) | 11.04 | 19131 | Residential | Non-Incentive | 3 - Installed | 2019-08-01 | 2019-08-15 | 2019-10-10 | 30360 | 0 | Esmay Electric, Inc. | Purchase
UNSEDG-02695 | 86406 | PV (Photovoltaic) | 10.24 | 17610 | Residential | Non-Incentive | 3 - Installed | 2019-08-09 | 2019-08-20 | 2019-10-15 | 31744 | 0 | Esmay Electric, Inc. | Lease
UNSEDG-02717 | 86404 | PV (Photovoltaic) | 11.04 | 19501 | Residential | Non-Incentive | 3 - Installed | 2019-09-03 | 2019-09-05 | 2019-10-15 | 35880 | 0 | Esmay Electric, Inc. | Purchase
UNSEDG-02707 | 86406 | PV (Photovoltaic) | 9.92 | 16165 | Residential | Non-Incentive | 3 - Installed | 2019-08-26 | 2019-09-05 | 2019-10-16 | 25296 | 0 | Esmay Electric, Inc. | Purchase
UNSEDG-02711 | 86406 | PV (Photovoltaic) | 10.24 | 17012 | Residential | Non-Incentive | 3 - Installed | 2019-08-28 | 2019-09-05 | 2019-10-16 | 32124.8 | 0 | Esmay Electric, Inc. | Purchase
UNSEDG-02721 | 86403 | PV (Photovoltaic) | 10.24 | 18114 | Residential | Non-Incentive | 3 - Installed | 2019-09-10 | 2019-09-27 | 2019-10-16 | 25520 | 0 | Esmay Electric, Inc. | Purchase
UNSEDG-02651 | 86406 | PV (Photovoltaic) | 5.36 | 9654 | Residential | Non-Incentive | 3 - Installed | 2019-06-26 | 2019-07-03 | 2019-10-17 | 14472 | 0 | Esmay Electric, Inc. | Purchase
UNSEDG-02725 | 86403 | PV (Photovoltaic) | 11.47 | 20912 | Residential | Non-Incentive | 3 - Installed | 2019-09-12 | 2019-09-27 | 2019-10-18 | 36704 | 0 | Havasu Solar | Lease
UNSEDG-02728 | 86406 | PV (Photovoltaic) | 9.92 | 17165 | Residential | Non-Incentive | 3 - Installed | 2019-09-12 | 2019-09-27 | 2019-10-23 | 29958.4 | 0 | Esmay Electric, Inc. | Purchase
UNSEDG-02736 | 86404 | PV (Photovoltaic) | 9.72 | 17400 | Residential | Non-Incentive | 3 - Installed | 2019-09-18 | 2019-09-28 | 2019-10-25 | 26400 | 0 | APO Electrical | Purchase
UNSEDG-02723 | 86403 | PV (Photovoltaic) | 11.84 | 20901 | Residential | Non-Incentive | 3 - Installed | 2019-09-11 | 2019-09-27 | 2019-10-28 | 40269.2 | 0 | Esmay Electric, Inc. | Purchase
UNSEDG-02741 | 86403 | PV (Photovoltaic) | 11.84 | 20352 | Residential | Non-Incentive | 3 - Installed | 2019-09-20 | 2019-09-28 | 2019-10-28 | 34320 | 0 | Esmay Electric, Inc. | Purchase
UNSEDG-02757 | 86406 | PV (Photovoltaic) | 11.84 | 20227 | Residential | Non-Incentive | 3 - Installed | 2019-09-24 | 2019-09-28 | 2019-10-28 | 41676.8 | 0 | Esmay Electric, Inc. | Purchase
UNSEDG-02487 | 86429 | PV (Photovoltaic) | 4.5 | 8282 | Residential | Non-Incentive | 3 - Installed | 2019-02-06 | 2019-02-15 | 2019-10-29 | 18900 | 0 | Titan Solar Power | Purchase
UNSEDG-02713 | 86406 | PV (Photovoltaic) | 11.1 | 18619 | Residential | Non-Incentive | 3 - Installed | 2019-08-30 | 2019-09-05 | 2019-11-05 | 34410 | 0 | Esmay Electric, Inc. | Lease
UNSEDG-02722 | 86406 | PV (Photovoltaic) | 7.77 | 14292 | Residential | Non-Incentive | 3 - Installed | 2019-09-10 | 2019-09-19 | 2019-11-05 | 24242 | 0 | Havasu Solar | Lease
UNSEDG-02731 | 86404 | PV (Photovoltaic) | 11.84 | 19505 | Residential | Non-Incentive | 3 - Installed | 2019-09-16 | 2019-09-28 | 2019-11-05 | 35728 | 0 | Esmay Electric, Inc. | Purchase
UNSEDG-02742 | 86404 | PV (Photovoltaic) | 11.04 | 19583 | Residential | Non-Incentive | 3 - Installed | 2019-09-20 | 2019-09-28 | 2019-11-05 | 37234 | 0 | Esmay Electric, Inc. | Purchase
UNSEDG-02747 | 86404 | PV (Photovoltaic) | 11.84 | 21161 | Residential | Non-Incentive | 3 - Installed | 2019-09-20 | 2019-09-28 | 2019-11-05 | 34928 | 0 | Esmay Electric, Inc. | Purchase
UNSEDG-02756 | 86404 | PV (Photovoltaic) | 11.04 | 19375 | Residential | Non-Incentive | 3 - Installed | 2019-09-23 | 2019-09-28 | 2019-11-05 | 36432 | 0 | Esmay Electric, Inc. | Purchase
UNSEDG-02784 | 86406 | PV (Photovoltaic) | 11.84 | 19885 | Residential | Non-Incentive | 3 - Installed | 2019-09-27 | 2019-10-12 | 2019-11-05 | 36704 | 0 | Esmay Electric, Inc. | Purchase
UNSEDG-02691 | 86403 | PV (Photovoltaic) | 11.2 | 19444 | Residential | Non-Incentive | 3 - Installed | 2019-08-07 | 2019-10-02 | 2019-11-07 | 50895 | 0 | Esmay Electric, Inc. | Purchase
UNSEDG-02719 | 86406 | PV (Photovoltaic) | 11.52 | 20521 | Residential | Non-Incentive | 3 - Installed | 2019-09-09 | 2019-09-19 | 2019-11-08 | 25344 | 0 | Esmay Electric, Inc. | Purchase
UNSEDG-02754 | 86406 | PV (Photovoltaic) | 7.37 | 12546 | Residential | Non-Incentive | 3 - Installed | 2019-09-23 | 2019-09-29 | 2019-11-08 | 23760.3 | 0 | Esmay Electric, Inc. | Purchase
UNSEDG-02792 | 86403 | PV (Photovoltaic) | 12.753 | 22445 | Residential | Non-Incentive | 3 - Installed | 2019-09-28 | 2019-10-14 | 2019-11-08 | 31272 | 0 | Streamline Solar Power Systems | Purchase
UNSEDG-02752 | 86403 | PV (Photovoltaic) | 11.2 | 19565 | Residential | Non-Incentive | 3 - Installed | 2019-09-23 | 2019-09-29 | 2019-11-11 | 31920 | 0 | Esmay Electric, Inc. | Purchase
UNSEDG-02765 | 86406 | PV (Photovoltaic) | 14.85 | 26416 | Residential | Non-Incentive | 3 - Installed | 2019-09-26 | 2019-09-29 | 2019-11-12 | 37231 | 0 | Streamline Solar Power Systems | Purchase
UNSEDG-02732 | 86403 | PV (Photovoltaic) | 6.66 | 11773 | Residential | Non-Incentive | 3 - Installed | 2019-09-16 | 2019-09-28 | 2019-11-13 | 20646 | 0 | Esmay Electric, Inc. | Lease
UNSEDG-02751 | 86404 | PV (Photovoltaic) | 9.62 | 16213 | Residential | Non-Incentive | 3 - Installed | 2019-09-23 | 2019-09-29 | 2019-11-13 | 29822 | 0 | Esmay Electric, Inc. | Lease
UNSEDG-02814 | 85648 | PV (Photovoltaic) | 5.4 | 9264 | Residential | Non-Incentive | 3 - Installed | 2019-10-14 | 2019-10-25 | 2019-11-14 | 23000 | 0 | Solgen Power LLC | Purchase
UNSEDG-02599 | 86406 | PV (Photovoltaic) | 10.72 | 18612 | Residential | Non-Incentive | 3 - Installed | 2019-05-15 | 2019-05-21 | 2019-11-15 | 29480 | 0 | Esmay Electric, Inc. | Purchase
UNSEDG-02677 | 86403 | PV (Photovoltaic) | 10.2 | 18513 | Residential | Non-Incentive | 3 - Installed | 2019-07-30 | 2019-08-14 | 2019-11-15 | 26163 | 0 | Mohave Solar | Purchase
UNSEDG-02688 | 86404 | PV (Photovoltaic) | 6.7 | 12157 | Residential | Non-Incentive | 3 - Installed | 2019-08-07 | 2019-08-15 | 2019-11-18 | 17755 | 0 | Mohave Solar | Purchase
UNSEDG-02811 | 86406 | PV (Photovoltaic) | 5 | 8816 | Residential | Non-Incentive | 3 - Installed | 2019-10-08 | 2019-10-25 | 2019-11-18 | 10000 | 0 | SELF | Purchase
UNSEDG-02712 | 86406 | PV (Photovoltaic) | 8.64 | 15696 | Residential | Non-Incentive | 3 - Installed | 2019-08-29 | 2019-09-06 | 2019-11-19 | 24000 | 0 | Pur Solar & Electrical | Purchase
UNSEDG-02755 | 86406 | PV (Photovoltaic) | 10.05 | 17479 | Residential | Non-Incentive | 3 - Installed | 2019-09-23 | 2019-09-28 | 2019-11-19 | 32641.5 | 0 | Esmay Electric, Inc. | Purchase
UNSEDG-02781 | 86403 | PV (Photovoltaic) | 11.2 | 18724 | Residential | Non-Incentive | 3 - Installed | 2019-09-27 | 2019-10-12 | 2019-11-19 | 32480 | 0 | Esmay Electric, Inc. | Purchase
UNSEDG-02821 | 86406 | PV (Photovoltaic) | 6.4 | 11646 | Residential | Non-Incentive | 3 - Installed | 2019-10-21 | 2019-10-25 | 2019-11-19 | 13000 | 0 | Self Install | Purchase
UNSEDG-02689 | 86406 | PV (Photovoltaic) | 10.05 | 18236 | Residential | Non-Incentive | 3 - Installed | 2019-08-07 | 2019-08-26 | 2019-11-21 | 26132 | 0 | MOHAVE SOLAR | Purchase
UNSEDG-02806 | 86406 | PV (Photovoltaic) | 11.25 | 21040 | Residential | Non-Incentive | 3 - Installed | 2019-10-03 | 2019-10-15 | 2019-11-21 | 28125 | 0 | AAA Electric inc | Purchase
UNSEDG-02748 | 86406 | PV (Photovoltaic) | 4.875 | 9246 | Residential | Non-Incentive | 3 - Installed | 2019-09-23 | 2019-09-28 | 2019-11-22 | 9750 | 0 | AAA Electric inc. | Purchase
UNSEDG-02807 | 86404 | PV (Photovoltaic) | 9.72 | 16533 | Residential | Non-Incentive | 3 - Installed | 2019-10-03 | 2019-10-15 | 2019-11-22 | 28924 | 0 | Esmay Electric, Inc. | Purchase
UNSEDG-02591 | 86406 | PV (Photovoltaic) | 20.44 | 36787 | Residential | Non-Incentive | 3 - Installed | 2019-05-14 | 2019-06-18 | 2019-11-25 | 59276 | 0 | Mohave Solar | Purchase
UNSEDG-02670 | 86404 | PV (Photovoltaic) | 11.52 | 19478 | Residential | Non-Incentive | 3 - Installed | 2019-07-19 | 2019-07-25 | 2019-11-25 | 39523.6 | 0 | Esmay Electric, Inc. | Purchase
UNSEDG-02739 | 86406 | PV (Photovoltaic) | 11.7 | 21942 | Residential | Non-Incentive | 3 - Installed | 2019-09-19 | 2019-09-28 | 2019-11-25 | 36604.8 | 0 | Plus Electric Solar | Purchase
UNSEDG-02788 | 86404 | PV (Photovoltaic) | 4.875 | 9227 | Residential | Non-Incentive | 3 - Installed | 2019-09-28 | 2019-10-14 | 2019-11-25 | 10031.5 | 0 | AAA Electric inc | Purchase
UNSEDG-02714 | 85648 | PV (Photovoltaic) | 9.135 | 16517 | Residential | Non-Incentive | 3 - Installed | 2019-08-30 | 2019-09-19 | 2019-11-26 | 35950 | 0 | Happy Home Systems, Inc. | Purchase
UNSEDG-02810 | 86409 | PV (Photovoltaic) | 4.34 | 5918 | Residential | Non-Incentive | 3 - Installed | 2019-10-03 | 2019-10-15 | 2019-11-26 | 20221 | 0 | SunUp America | Purchase
UNSEDG-02758 | 86406 | PV (Photovoltaic) | 10.36 | 17423 | Residential | Non-Incentive | 3 - Installed | 2019-09-24 | 2019-09-28 | 2019-11-27 | 29276 | 0 | Esmay Electric, Inc. | Lease
UNSEDG-02786 | 86406 | PV (Photovoltaic) | 9.6 | 16651 | Residential | Non-Incentive | 3 - Installed | 2019-09-27 | 2019-10-12 | 2019-11-28 | 29060.8 | 0 | Esmay Electric, Inc. | Purchase
UNSEDG-02753 | 86409 | PV (Photovoltaic) | 11.4 | 19803 | Residential | Non-Incentive | 3 - Installed | 2019-09-23 | 2019-09-28 | 2019-12-03 | 41585 | 0 | Freedom Forever | Purchase
UNSEDG-02780 | 86404 | PV (Photovoltaic) | 11.04 | 17471 | Residential | Non-Incentive | 3 - Installed | 2019-09-27 | 2019-10-12 | 2019-12-03 | 30360 | 0 | Esmay Electric, Inc. | Purchase
UNSEDG-02816 | 86409 | PV (Photovoltaic) | 4.48 | 8041 | Residential | Non-Incentive | 3 - Installed | 2019-10-14 | 2019-10-25 | 2019-12-03 | 11260 | 0 | SunUp America | Purchase
UNSEDG-02801 | 86406 | PV (Photovoltaic) | 11.84 | 20182 | Residential | Non-Incentive | 3 - Installed | 2019-09-30 | 2019-10-15 | 2019-12-04 | 36754 | 0 | Esmay Electric, Inc. | Purchase
UNSEDG-02076 | 86406 | PV (Photovoltaic) | 23.04 | 40544 | Residential | Non-Incentive | 3 - Installed | 2018-09-10 | 2019-09-18 | 2019-12-05 | 71424 | 0 | Esmay Electric, Inc. | Purchase
UNSEDG-02727 | 86406 | PV (Photovoltaic) | 10.72 | 17175 | Residential | Non-Incentive | 3 - Installed | 2019-09-12 | 2019-09-27 | 2019-12-06 | 34076.8 | 0 | Esmay Electric, Inc. | Purchase
UNSEDG-02820 | 86406 | PV (Photovoltaic) | 8.375 | 14566 | Residential | Non-Incentive | 3 - Installed | 2019-10-21 | 2019-10-25 | 2019-12-06 | 18051.38 | 0 | Esmay Electric, Inc. | Purchase
UNSEDG-02831 | 86403 | PV (Photovoltaic) | 8.88 | 15083 | Residential | Non-Incentive | 3 - Installed | 2019-10-29 | 2019-11-06 | 2019-12-06 | 27496 | 0 | Esmay Electric, Inc. | Purchase
UNSEDG-02710 | 86406 | PV (Photovoltaic) | 10.24 | 18141 | Residential | Non-Incentive | 3 - Installed | 2019-08-27 | 2019-09-05 | 2019-12-11 | 26112 | 0 | Esmay Electric, Inc. | Purchase
UNSEDG-02749 | 86406 | PV (Photovoltaic) | 13.23 | 24813 | Residential | Non-Incentive | 3 - Installed | 2019-09-23 | 2019-09-28 | 2019-12-11 | 44982 | 0 | Prometheus Solar | Purchase
UNSEDG-02697 | 86403 | PV (Photovoltaic) | 11.2 | 19878 | Residential | Non-Incentive | 3 - Installed | 2019-08-14 | 2019-08-20 | 2019-12-12 | 31360.8 | 0 | Esmay Electric, Inc. | Purchase
UNSEDG-02701 | 86406 | PV (Photovoltaic) | 8.84 | 16045 | Residential | Non-Incentive | 3 - Installed | 2019-08-20 | 2019-08-30 | 2019-12-12 | 22542 | 0 | Mohave Solar | Purchase
UNSEDG-02708 | 86403 | PV (Photovoltaic) | 10.5 | 18880 | Residential | Non-Incentive | 3 - Installed | 2019-08-27 | 2019-09-05 | 2019-12-13 | 35130 | 0 | Mohave Solar | Purchase
UNSEDG-02855 | 86413 | PV (Photovoltaic) | 7.32 | 9252 | Residential | Non-Incentive | 3 - Installed | 2019-11-26 | 2019-12-05 | 2019-12-13 | 25374 | 0 | Wise Electric, Inc | Purchase
UNSEDG-02706 | 86406 | PV (Photovoltaic) | 10.2 | 18514 | Residential | Non-Incentive | 3 - Installed | 2019-08-26 | 2019-09-05 | 2019-12-16 | 26540 | 0 | Mohave Solar | Purchase
UNSEDG-02724 | 86406 | PV (Photovoltaic) | 10.88 | 19748 | Residential | Non-Incentive | 3 - Installed | 2019-09-12 | 2019-09-28 | 2019-12-16 | 29132 | 0 | Mohave Solar | Purchase
UNSEDG-02823 | 85648 | PV (Photovoltaic) | 7.8 | 14526 | Residential | Non-Incentive | 3 - Installed | 2019-10-22 | 2019-10-25 | 2019-12-16 | 26800 | 0 | Icon Power | Purchase
UNSEDG-02829 | 86406 | PV (Photovoltaic) | 6.4 | 11225 | Residential | Non-Incentive | 3 - Installed | 2019-10-25 | 2019-10-25 | 2019-12-16 | 18760 | 0 | Esmay Electric, Inc. | Purchase
UNSEDG-02827 | 86404 | PV (Photovoltaic) | 12.2 | 21245 | Residential | Non-Incentive | 3 - Installed | 2019-10-25 | 2019-10-25 | 2019-12-17 | 32790 | 0 | Esmay Electric, Inc. | Purchase
UNSEDG-02720 | 86406 | PV (Photovoltaic) | 11.725 | 21275 | Residential | Non-Incentive | 3 - Installed | 2019-09-09 | 2019-09-18 | 2019-12-18 | 32130 | 0 | Mohave Solar | Purchase
UNSEDG-02782 | 86406 | PV (Photovoltaic) | 12.25 | 22610 | Residential | Non-Incentive | 3 - Installed | 2019-09-27 | 2019-10-12 | 2019-12-18 | 43375 | 0 | Mohave Solar | Purchase
UNSEDG-02803 | 86409 | PV (Photovoltaic) | 6.1 | 11988 | Residential | Non-Incentive | 3 - Installed | 2019-09-30 | 2019-10-18 | 2019-12-18 | 18113 | 0 | Wise Electric, Inc | Purchase
UNSEDG-02700 | 86404 | PV (Photovoltaic) | 11.2 | 16968 | Residential | Non-Incentive | 3 - Installed | 2019-08-19 | 2019-08-20 | 2019-12-19 | 24640 | 0 | Esmay Electric, Inc. | Purchase
UNSEDG-02777 | 86404 | PV (Photovoltaic) | 9.57 | 18247 | Residential | Non-Incentive | 3 - Installed | 2019-09-26 | 2019-10-04 | 2019-12-19 | 32550 | 0 | Streamline Solar Power Systems | Purchase
UNSEDG-02649 | 86409 | PV (Photovoltaic) | 3.355 | 6475 | Residential | Non-Incentive | 3 - Installed | 2019-06-25 | 2019-06-28 | 2019-12-23 | 13580 | 0 | Wise Electric, Inc. | Purchase
UNSEDG-02785 | 86403 | PV (Photovoltaic) | 11.52 | 20548 | Residential | Non-Incentive | 3 - Installed | 2019-09-27 | 2019-10-12 | 2019-12-26 | 36754 | 0 | Esmay Electric, Inc. | Purchase
UNSEDG-02686 | 86406 | PV (Photovoltaic) | 11.52 | 20158 | Residential | Non-Incentive | 3 - Installed | 2019-08-05 | 2019-08-20 | 2019-12-27 | 34560 | 0 | Esmay Electric, Inc. | Purchase
UNSEDG-02776 | 86406 | PV (Photovoltaic) | 10.72 | 19169 | Residential | Non-Incentive | 3 - Installed | 2019-09-26 | 2019-10-04 | 2019-12-30 | 34216 | 0 | Esmay Electric, Inc. | Purchase
UNSEDG-02726 | 86406 | PV (Photovoltaic) | 10.395 | 16426 | Residential | Non-Incentive | 3 - Installed | 2019-09-12 | 2019-09-27 | 2020-01-02 | 31186 | 0 | Havasu Solar | Purchase
UNSEDG-02768 | 86406 | PV (Photovoltaic) | 14.52 | 25792 | Residential | Non-Incentive | 3 - Installed | 2019-09-26 | 2019-09-29 | 2020-01-02 | 41349 | 0 | Streamline Solar Power Systems | Purchase
UNSEDG-02817 | 86404 | PV (Photovoltaic) | 11.84 | 20408 | Residential | Non-Incentive | 3 - Installed | 2019-10-15 | 2019-10-25 | 2020-01-02 | 34928 | 0 | Esmay Electric, Inc. | Purchase
UNSEDG-02844 | 86406 | PV (Photovoltaic) | 10.72 | 19292 | Residential | Non-Incentive | 3 - Installed | 2019-11-18 | 2019-11-20 | 2020-01-02 | 25944 | 0 | Esmay Electric, Inc. | Purchase
UNSEDG-02595 | 86403 | PV (Photovoltaic) | 8.04 | 14589 | Residential | Non-Incentive | 3 - Installed | 2019-05-14 | 2019-05-15 | 2020-01-06 | 21306 | 0 | Mohave Solar | Purchase
UNSEDG-02740 | 86403 | PV (Photovoltaic) | 10.24 | 16710 | Residential | Non-Incentive | 3 - Installed | 2019-09-19 | 2019-09-28 | 2020-01-06 | 31112 | 0 | Esmay Electric, Inc. | Purchase
UNSEDG-02789 | 86406 | PV (Photovoltaic) | 13.734 | 24567 | Residential | Non-Incentive | 3 - Installed | 2019-09-28 | 2019-10-14 | 2020-01-06 | 36257 | 0 | Streamline Solar Power Systems | Purchase
UNSEDG-02735 | 86404 | PV (Photovoltaic) | 11.725 | 21448 | Residential | Non-Incentive | 3 - Installed | 2019-09-18 | 2019-09-28 | 2020-01-07 | 37571 | 0 | Mohave Solar | Purchase
UNSEDG-02796 | 86403 | PV (Photovoltaic) | 5.44 | 10126 | Residential | Non-Incentive | 3 - Installed | 2019-09-30 | 2019-10-12 | 2020-01-07 | 14251 | 0 | Streamline Solar Power Systems | Purchase
UNSEDG-02833 | 86404 | PV (Photovoltaic) | 11.84 | 20830 | Residential | Non-Incentive | 3 - Installed | 2019-11-01 | 2019-11-06 | 2020-01-07 | 35178 | 0 | Esmay Electric, Inc. | Purchase
UNSEDG-02843 | 86406 | PV (Photovoltaic) | 8.88 | 15254 | Residential | Non-Incentive | 3 - Installed | 2019-11-18 | 2019-11-20 | 2020-01-07 | 26446 | 0 | Esmay Electric, Inc. | Purchase
UNSEDG-02851 | 86406 | PV (Photovoltaic) | 9.156 | 15606 | Residential | Non-Incentive | 3 - Installed | 2019-11-22 | 2019-11-27 | 2020-01-07 | 24263.4 | 0 | Esmay Electric, Inc. | Purchase
UNSEDG-02660 | 86403 | PV (Photovoltaic) | 10.05 | 17695 | Residential | Non-Incentive | 3 - Installed | 2019-07-12 | 2019-07-17 | 2020-01-08 | 30150 | 0 | Mohave Solar | Purchase
UNSEDG-02774 | 86406 | PV (Photovoltaic) | 14.8 | 24699 | Residential | Non-Incentive | 3 - Installed | 2019-09-26 | 2019-10-12 | 2020-01-08 | 44400 | 0 | Esmay Electric, Inc. | Purchase
UNSEDG-02787 | 86404 | PV (Photovoltaic) | 9.135 | 17264 | Residential | Non-Incentive | 3 - Installed | 2019-09-27 | 2019-10-12 | 2020-01-08 | 30870 | 0 | Havasu Solar | Purchase
UNSEDG-02819 | 85640 | PV (Photovoltaic) | 6.16 | 11501 | Residential | Non-Incentive | 3 - Installed | 2019-10-17 | 2019-10-25 | 2020-01-08 | 18567 | 0 | Solar Solution AZ LLC | Purchase
UNSEDG-02854 | 86406 | PV (Photovoltaic) | 13 | 24915 | Residential | Non-Incentive | 3 - Installed | 2019-11-26 | 2019-12-05 | 2020-01-08 | 28180 | 0 | Streamline Solar Power Systems | Purchase
UNSEDG-02856 | 85648 | PV (Photovoltaic) | 11.34 | 19524 | Residential | Non-Incentive | 3 - Installed | 2019-12-03 | 2019-12-05 | 2020-01-08 | 30050 | 0 | Tesla Energy Operations, Inc. | Purchase
UNSEDG-02743 | 86401 | PV (Photovoltaic) | 4.88 | 9379 | Residential | Non-Incentive | 3 - Installed | 2019-09-20 | 2019-09-28 | 2020-01-09 | 21960 | 0 | TITAN SOLAR POWER | Purchase
UNSEDG-02849 | 86406 | PV (Photovoltaic) | 6.82 | 11456 | Residential | Non-Incentive | 3 - Installed | 2019-11-22 | 2019-11-27 | 2020-01-09 | 20119 | 0 | Esmay Electric, Inc. | Purchase
UNSEDG-02773 | 86413 | PV (Photovoltaic) | 4.575 | 8802 | Residential | Non-Incentive | 3 - Installed | 2019-09-26 | 2019-10-15 | 2020-01-10 | 11895 | 0 | Titan Solar Power | Purchase
UNSEDG-02795 | 86406 | PV (Photovoltaic) | 13.86 | 24288 | Residential | Non-Incentive | 3 - Installed | 2019-09-30 | 2019-10-14 | 2020-01-13 | 33727 | 0 | Streamline Solar Power Systems | Purchase
UNSEDG-02870 | 85646 | PV (Photovoltaic) | 3.78 | 6581 | Residential | Non-Incentive | 3 - Installed | 2019-12-11 | 2019-12-12 | 2020-01-13 | 10017 | 0 | Tesla Energy Operations, Inc. | Purchase
UNSEDG-02744 | 86401 | PV (Photovoltaic) | 5.49 | 10684 | Residential | Non-Incentive | 3 - Installed | 2019-09-20 | 2019-09-28 | 2020-01-16 | 23607 | 0 | TITAN SOLAR POWER | Purchase
UNSEDG-02762 | 86401 | PV (Photovoltaic) | 4.27 | 8308 | Residential | Non-Incentive | 3 - Installed | 2019-09-24 | 2019-09-28 | 2020-01-16 | 17507 | 0 | Titan Solar Power | Purchase
UNSEDG-02794 | 86406 | PV (Photovoltaic) | 13.08 | 23699 | Residential | Non-Incentive | 3 - Installed | 2019-09-28 | 2019-10-15 | 2020-01-16 | 42925 | 0 | Streamline Solar Power Systems | Purchase
UNSEDG-02839 | 86404 | PV (Photovoltaic) | 9.45 | 17176 | Residential | Non-Incentive | 3 - Installed | 2019-11-12 | 2019-11-12 | 2020-01-17 | 31930 | 0 | Plus Electric | Purchase
UNSEDG-02809 | 86426 | PV (Photovoltaic) | 7.75 | 12572 | Residential | Non-Incentive | 3 - Installed | 2019-10-03 | 2019-10-15 | 2020-01-21 | 35625 | 0 | SunUp America | Purchase
UNSEDG-02836 | 86404 | PV (Photovoltaic) | 10.72 | 18990 | Residential | Non-Incentive | 3 - Installed | 2019-11-11 | 2019-11-12 | 2020-01-21 | 35732.8 | 0 | Esmay Electric, Inc. | Purchase
UNSEDG-02837 | 86404 | PV (Photovoltaic) | 10.72 | 18990 | Residential | Non-Incentive | 3 - Installed | 2019-11-11 | 2019-11-12 | 2020-01-21 | 35732.8 | 0 | Esmay Electric, Inc. | Purchase
UNSEDG-02847 | 85646 | PV (Photovoltaic) | 3 | 4870 | Residential | Non-Incentive | 3 - Installed | 2019-11-20 | 2019-11-21 | 2020-01-21 | 12600 | 0 | Solgen Power LLC | Purchase
UNSEDG-02848 | 86403 | PV (Photovoltaic) | 11.9 | 21397 | Residential | Non-Incentive | 3 - Installed | 2019-11-22 | 2019-11-27 | 2020-01-21 | 35587 | 0 | Mohave Solar | Purchase
UNSEDG-02791 | 86403 | PV (Photovoltaic) | 10.464 | 19360 | Residential | Non-Incentive | 3 - Installed | 2019-09-28 | 2019-10-14 | 2020-01-22 | 33333 | 0 | Streamline Solar Power Systems | Purchase
UNSEDG-02824 | 86404 | PV (Photovoltaic) | 6 | 10888 | Residential | Non-Incentive | 3 - Installed | 2019-10-22 | 2019-10-25 | 2020-01-22 | 19200 | 0 | Havasu Solar | Lease
UNSEDG-02846 | 86404 | PV (Photovoltaic) | 11.84 | 21065 | Residential | Non-Incentive | 3 - Installed | 2019-11-20 | 2019-11-21 | 2020-01-22 | 32780.8 | 0 | Esmay Electric, Inc. | Purchase
UNSEDG-02887 | 86404 | PV (Photovoltaic) | 10.5 | 18880 | Residential | Non-Incentive | 3 - Installed | 2020-01-03 | 2020-01-08 | 2020-01-23 | 28928 | 0 | Mohave Solar | Purchase
UNSEDG-02822 | 86406 | PV (Photovoltaic) | 9.425 | 17171 | Residential | Non-Incentive | 3 - Installed | 2019-10-21 | 2019-10-25 | 2020-01-24 | 32930 | 0 | Plus Electric | Purchase
UNSEDG-02826 | 86406 | PV (Photovoltaic) | 12.25 | 21868 | Residential | Non-Incentive | 3 - Installed | 2019-10-24 | 2019-10-25 | 2020-01-24 | 36500 | 0 | Mohave Solar | Purchase
UNSEDG-02850 | 86406 | PV (Photovoltaic) | 10.464 | 17198 | Residential | Non-Incentive | 3 - Installed | 2019-11-22 | 2019-11-27 | 2020-01-24 | 27729.6 | 0 | Esmay Electric, Inc. | Purchase
UNSEDG-02869 | 86404 | PV (Photovoltaic) | 10.005 | 17339 | Residential | Non-Incentive | 3 - Installed | 2019-12-09 | 2019-12-10 | 2020-01-24 | 27513.75 | 0 | Esmay Electric, Inc. | Purchase
UNSEDG-02888 | 86404 | PV (Photovoltaic) | 10.5 | 18880 | Residential | Non-Incentive | 3 - Installed | 2020-01-03 | 2020-01-08 | 2020-01-24 | 27000 | 0 | Mohave Solar | Purchase
UNSEDG-02802 | 86401 | PV (Photovoltaic) | 6.4 | 12187 | Residential | Non-Incentive | 3 - Installed | 2019-09-30 | 2019-10-15 | 2020-01-27 | 44612.38 | 0 | Titan Solar Power | Purchase
UNSEDG-02828 | 86404 | PV (Photovoltaic) | 11.22 | 20800 | Residential | Non-Incentive | 3 - Installed | 2019-10-25 | 2019-10-25 | 2020-01-27 | 36000 | 0 | Mohave Solar | Purchase
UNSEDG-02815 | 86406 | PV (Photovoltaic) | 7.75 | 13729 | Residential | Non-Incentive | 3 - Installed | 2019-10-14 | 2019-10-25 | 2020-01-28 | 34974 | 0 | SunUp America | Purchase
UNSEDG-02790 | 86404 | PV (Photovoltaic) | 7.59 | 14083 | Residential | Non-Incentive | 3 - Installed | 2019-09-28 | 2019-10-14 | 2020-01-29 | 23841 | 0 | Streamline Solar Power Systems | Purchase
UNSEDG-02812 | 86404 | PV (Photovoltaic) | 11.84 | 20349 | Residential | Non-Incentive | 3 - Installed | 2019-10-08 | 2019-10-15 | 2020-02-03 | 36704 | 0 | Esmay Electric, Inc. | Lease
UNSEDG-02863 | 86404 | PV (Photovoltaic) | 10.72 | 19055 | Residential | Non-Incentive | 3 - Installed | 2019-12-06 | 2019-12-10 | 2020-02-03 | 34732.8 | 0 | Esmay Electric, Inc. | Purchase
UNSEDG-02840 | 86406 | PV (Photovoltaic) | 6.48 | 9259 | Residential | Non-Incentive | 3 - Installed | 2019-11-13 | 2019-11-14 | 2020-02-04 | 21384 | 0 | Havasu Solar | Lease
UNSEDG-02876 | 86401 | PV (Photovoltaic) | 5.84 | 10345 | Residential | Non-Incentive | 3 - Installed | 2019-12-19 | 2019-12-20 | 2020-02-04 | 12200 | 0 | Tri State Solar & Wind Corp. | Purchase
UNSEDG-02800 | 86406 | PV (Photovoltaic) | 25.56 | 44374 | Residential | Non-Incentive | 3 - Installed | 2019-09-30 | 2019-11-11 | 2020-02-05 | 25560 | 0 | Havasu Solar | Lease
UNSEDG-02832 | 86404 | PV (Photovoltaic) | 5.6 | 10069 | Residential | Non-Incentive | 3 - Installed | 2019-11-01 | 2019-11-06 | 2020-02-05 | 17360 | 0 | MOHAVE SOLAR | Purchase
UNSEDG-02834 | 86404 | PV (Photovoltaic) | 11.84 | 20192 | Residential | Non-Incentive | 3 - Installed | 2019-11-11 | 2019-11-12 | 2020-02-05 | 34928 | 0 | Esmay Electric, Inc. | Purchase
UNSEDG-02835 | 86404 | PV (Photovoltaic) | 11.84 | 20192 | Residential | Non-Incentive | 3 - Installed | 2019-11-11 | 2019-11-12 | 2020-02-05 | 33837 | 0 | Esmay Electric, Inc. | Purchase
UNSEDG-02813 | 86441 | PV (Photovoltaic) | 2.95 | 5240 | Residential | Non-Incentive | 3 - Installed | 2019-10-09 | 2019-10-25 | 2020-02-06 | 14000 | 0 | Liggett Electrical Services | Purchase
UNSEDG-02883 | 86403 | PV (Photovoltaic) | 9.99 | 18448 | Residential | Non-Incentive | 3 - Installed | 2019-12-27 | 2019-12-27 | 2020-02-06 | 31568 | 0 | Streamline Solar Power Systems | Lease
UNSEDG-02889 | 85646 | PV (Photovoltaic) | 6.3 | 11688 | Residential | Non-Incentive | 3 - Installed | 2020-01-06 | 2020-01-08 | 2020-02-06 | 18333 | 0 | Net Zero Solar LLC | Purchase
UNSEDG-02730 | 86404 | PV (Photovoltaic) | 7.68 | 13567 | Residential | Non-Incentive | 3 - Installed | 2019-09-13 | 2019-09-27 | 2020-02-07 | 29060.8 | 0 | Esmay Electric, Inc. | Purchase
UNSEDG-02770 | 86403 | PV (Photovoltaic) | 11.04 | 19772 | Non-Residential | Non-Incentive | 3 - Installed | 2019-09-26 | 2019-10-04 | 2020-02-07 | 49450 | 0 | Esmay Electric, Inc. | Purchase
UNSEDG-02771 | 86403 | PV (Photovoltaic) | 11.04 | 19772 | Non-Residential | Non-Incentive | 3 - Installed | 2019-09-26 | 2019-10-04 | 2020-02-07 | 49450 | 0 | Esmay Electric, Inc. | Purchase
UNSEDG-02772 | 86403 | PV (Photovoltaic) | 11.04 | 19772 | Non-Residential | Non-Incentive | 3 - Installed | 2019-09-26 | 2019-10-04 | 2020-02-07 | 49450 | 0 | Esmay Electric, Inc. | Purchase
UNSEDG-02874 | 86406 | PV (Photovoltaic) | 9.76 | 16861 | Residential | Non-Incentive | 3 - Installed | 2019-12-17 | 2019-12-18 | 2020-02-11 | 23912 | 0 | Esmay Electric, Inc. | Purchase
UNSEDG-02866 | 86406 | PV (Photovoltaic) | 7.245 | 12796 | Residential | Non-Incentive | 3 - Installed | 2019-12-09 | 2019-12-10 | 2020-02-12 | 23763.6 | 0 | Esmay Electric, Inc. | Purchase
UNSEDG-02878 | 86403 | PV (Photovoltaic) | 11.04 | 19550 | Residential | Non-Incentive | 3 - Installed | 2019-12-19 | 2019-12-20 | 2020-02-12 | 30360 | 0 | Esmay Electric, Inc. | Purchase
UNSEDG-02859 | 86401 | PV (Photovoltaic) | 8.64 | 15026 | Residential | Non-Incentive | 3 - Installed | 2019-12-04 | 2019-12-05 | 2020-02-13 | 61553 | 0 | SUNUP AMERICA LLC | Purchase
UNSEDG-02750 | 86413 | PV (Photovoltaic) | 11.84 | 21726 | Residential | Non-Incentive | 3 - Installed | 2019-09-23 | 2019-09-28 | 2020-02-14 | 41704 | 0 | Esmay Electric, Inc. | Lease
UNSEDG-02852 | 86406 | PV (Photovoltaic) | 7.4 | 12805 | Residential | Non-Incentive | 3 - Installed | 2019-11-25 | 2019-12-04 | 2020-02-17 | 22940 | 0 | Esmay Electric, Inc. | Lease
UNSEDG-02857 | 86409 | PV (Photovoltaic) | 4.48 | 7646 | Residential | Non-Incentive | 3 - Installed | 2019-12-04 | 2019-12-05 | 2020-02-17 | 20736 | 0 | SUNUP AMERICA LLC | Purchase
UNSEDG-02862 | 86406 | PV (Photovoltaic) | 9.9 | 17595 | Residential | Non-Incentive | 3 - Installed | 2019-12-05 | 2019-12-10 | 2020-02-17 | 29721 | 0 | Streamline Solar Power Systems | Purchase
UNSEDG-02864 | 86404 | PV (Photovoltaic) | 10.36 | 15904 | Residential | Non-Incentive | 3 - Installed | 2019-12-06 | 2019-12-10 | 2020-02-17 | 30562 | 0 | Esmay Electric, Inc. | Purchase
UNSEDG-02902 | 86429 | PV (Photovoltaic) | 10.5 | 18880 | Residential | Non-Incentive | 3 - Installed | 2020-01-17 | 2020-01-21 | 2020-02-18 | 28875 | 0 | Mohave Solar | Purchase
UNSEDG-02897 | 86403 | PV (Photovoltaic) | 10.72 | 18280 | Residential | Non-Incentive | 3 - Installed | 2020-01-09 | 2020-01-14 | 2020-02-21 | 32016 | 0 | Esmay Electric, Inc. | Purchase
UNSEDG-02769 | 86401 | PV (Photovoltaic) | 10.24 | 18329 | Residential | Non-Incentive | 3 - Installed | 2019-09-26 | 2019-09-29 | 2020-02-24 | 29060.8 | 0 | Esmay Electric, Inc. | Purchase
UNSEDG-02799 | 85648 | PV (Photovoltaic) | 4.8 | 8835 | Residential | Non-Incentive | 3 - Installed | 2019-09-30 | 2019-10-21 | 2020-02-24 | 17040 | 0 | TITAN SOLAR POWER | Purchase
UNSEDG-02873 | 86403 | PV (Photovoltaic) | 11.04 | 19293 | Residential | Non-Incentive | 3 - Installed | 2019-12-17 | 2019-12-18 | 2020-02-24 | 30912 | 0 | Esmay Electric, Inc. | Purchase
UNSEDG-02778 | 86406 | PV (Photovoltaic) | 11.84 | 21168 | Residential | Non-Incentive | 3 - Installed | 2019-09-26 | 2019-10-04 | 2020-02-25 | 36704 | 0 | Esmay Electric, Inc. | Lease
UNSEDG-02845 | 86406 | PV (Photovoltaic) | 10.36 | 18241 | Residential | Non-Incentive | 3 - Installed | 2019-11-18 | 2019-11-20 | 2020-02-25 | 32116.3 | 0 | Esmay Electric, Inc. | Lease
UNSEDG-02853 | 86404 | PV (Photovoltaic) | 9.6 | 17703 | Residential | Non-Incentive | 3 - Installed | 2019-11-26 | 2019-12-05 | 2020-02-27 | 30000 | 0 | SELF INSTALL | Purchase
UNSEDG-02884 | 86406 | PV (Photovoltaic) | 11.52 | 19281 | Residential | Non-Incentive | 3 - Installed | 2019-12-27 | 2019-12-30 | 2020-03-02 | 42420 | 0 | Esmay Electric, Inc. | Purchase
UNSEDG-02907 | 86403 | PV (Photovoltaic) | 5.886 | 9087 | Residential | Non-Incentive | 3 - Installed | 2020-01-27 | 2020-01-29 | 2020-03-02 | 15597.9 | 0 | Esmay Electric, Inc. | Purchase
UNSEDG-02895 | 86401 | PV (Photovoltaic) | 5.27 | 10331 | Residential | Non-Incentive | 3 - Installed | 2020-01-07 | 2020-01-08 | 2020-03-03 | 14100 | 0 | Angle Solar | Purchase
UNSEDG-02905 | 86401 | PV (Photovoltaic) | 6.2 | 11199 | Residential | Non-Incentive | 3 - Installed | 2020-01-23 | 2020-01-24 | 2020-03-03 | 15800 | 0 | Angle Solar | Purchase
UNSEDG-02861 | 86406 | PV (Photovoltaic) | 10.56 | 17877 | Residential | Non-Incentive | 3 - Installed | 2019-12-05 | 2019-12-10 | 2020-03-05 | 26365 | 0 | Streamline Solar Power Systems | Purchase
UNSEDG-02892 | 86406 | PV (Photovoltaic) | 14.52 | 24126 | Residential | Non-Incentive | 3 - Installed | 2020-01-07 | 2020-01-08 | 2020-03-05 | 43977 | 0 | Streamline Solar Power Systems | Purchase
UNSEDG-02901 | 86406 | PV (Photovoltaic) | 11.07 | 19386 | Residential | Non-Incentive | 3 - Installed | 2020-01-14 | 2020-01-15 | 2020-03-05 | 34833.6 | 0 | Esmay Electric, Inc. | Purchase
UNSEDG-02906 | 86404 | PV (Photovoltaic) | 9.66 | 16977 | Residential | Non-Incentive | 3 - Installed | 2020-01-24 | 2020-01-29 | 2020-03-05 | 31878 | 0 | Esmay Electric, Inc. | Purchase
UNSEDG-02842 | 85648 | PV (Photovoltaic) | 8.235 | 14591 | Residential | Non-Incentive | 3 - Installed | 2019-11-15 | 2019-11-15 | 2020-03-09 | 45000 | 0 | Arizona Energy Pros | Purchase
UNSEDG-02893 | 86403 | PV (Photovoltaic) | 11.772 | 20708 | Residential | Non-Incentive | 3 - Installed | 2020-01-07 | 2020-01-08 | 2020-03-09 | 37410 | 0 | Streamline Solar Power Systems | Purchase
UNSEDG-02900 | 86406 | PV (Photovoltaic) | 8.64 | 14597 | Residential | Non-Incentive | 3 - Installed | 2020-01-14 | 2020-01-14 | 2020-03-09 | 26784 | 0 | Esmay Electric, Inc. | Lease
UNSEDG-02880 | 86401 | PV (Photovoltaic) | 6.2 | 12346 | Residential | Non-Incentive | 3 - Installed | 2019-12-23 | 2019-12-26 | 2020-03-10 | 15800 | 0 | Angle Solar | Purchase
UNSEDG-02898 | 86404 | PV (Photovoltaic) | 11.89 | 20138 | Residential | Non-Incentive | 3 - Installed | 2020-01-10 | 2020-01-14 | 2020-03-10 | 40901.6 | 0 | Esmay Electric, Inc. | Purchase
UNSEDG-02903 | 86406 | PV (Photovoltaic) | 9.9 | 17423 | Residential | Non-Incentive | 3 - Installed | 2020-01-20 | 2020-01-21 | 2020-03-10 | 25832 | 0 | Streamline Solar Power Systems | Purchase
UNSEDG-02894 | 86404 | PV (Photovoltaic) | 8.505 | 15003 | Residential | Non-Incentive | 3 - Installed | 2020-01-07 | 2020-01-08 | 2020-03-13 | 45000 | 0 | Happy Home Systems, Inc. | Purchase
UNSEDG-04348 | 86404 | PV (Photovoltaic) | 9.02 | 15779 | Residential | Non-Incentive | 3 - Installed | 2020-02-12 | 2020-02-12 | 2020-03-13 | 26789.4 | 0 | Esmay Electric, Inc. | Purchase
UNSEDG-04354 | 86406 | PV (Photovoltaic) | 5.232 | 9167 | Residential | Non-Incentive | 3 - Installed | 2020-02-18 | 2020-02-18 | 2020-03-13 | 13864.8 | 0 | Esmay Electric, Inc. | Purchase
UNSEDG-04361 | 86403 | PV (Photovoltaic) | 2.76 | 5166 | Residential | Non-Incentive | 3 - Installed | 2020-02-20 | 2020-02-21 | 2020-03-17 | 8694 | 0 | Esmay Electric, Inc. | Purchase
UNSEDG-02841 | 86406 | PV (Photovoltaic) | 5.886 | 10573 | Residential | Non-Incentive | 3 - Installed | 2019-11-14 | 2019-11-15 | 2020-03-20 | 22949 | 0 | Streamline Solar Power Systems | Purchase
UNSEDG-04346 | 86406 | PV (Photovoltaic) | 10.72 | 18397 | Residential | Non-Incentive | 3 - Installed | 2020-02-07 | 2020-02-12 | 2020-03-23 | 34853.6 | 0 | Esmay Electric, Inc. | Purchase
UNSEDG-02891 | 85648 | PV (Photovoltaic) | 8.64 | 16366 | Residential | Non-Incentive | 3 - Installed | 2020-01-07 | 2020-01-08 | 2020-03-30 | 51840 | 0 | TITAN SOLAR POWER | Purchase
UNSEDG-02775 | 86406 | PV (Photovoltaic) | 11.84 | 21026 | Residential | Non-Incentive | 3 - Installed | 2019-09-26 | 2019-10-12 | 2020-03-31 | 36704 | 0 | Esmay Electric, Inc. | Purchase
UNSEDG-02910 | 86440 | PV (Photovoltaic) | 12.16 | 21195 | Residential | Non-Incentive | 3 - Installed | 2020-01-30 | 2020-01-30 | 2020-03-31 | 40512 | 0 | Esmay Electric, Inc. | Lease
UNSEDG-02860 | 86403 | PV (Photovoltaic) | 9.62 | 18164 | Residential | Non-Incentive | 3 - Installed | 2019-12-05 | 2019-12-10 | 2020-04-02 | 29250 | 0 | AAA ELECTRIC, INC | Purchase
UNSEDG-04358 | 86404 | PV (Photovoltaic) | 6.21 | 10994 | Residential | Non-Incentive | 3 - Installed | 2020-02-19 | 2020-02-19 | 2020-04-03 | 20368.8 | 0 | Esmay Electric, Inc. | Purchase
UNSEDG-04378 | 86406 | PV (Photovoltaic) | 15.58 | 27774 | Residential | Non-Incentive | 3 - Installed | 2020-03-13 | 2020-03-17 | 2020-04-03 | 55153.2 | 0 | Esmay Electric, Inc. | Purchase
UNSEDG-02830 | 86404 | PV (Photovoltaic) | 10.8 | 20562 | Residential | Non-Incentive | 3 - Installed | 2019-10-25 | 2019-11-05 | 2020-04-07 | 35100 | 0 | Havasu Solar | Lease
UNSEDG-02858 | 86403 | PV (Photovoltaic) | 4.8 | 8578 | Residential | Non-Incentive | 3 - Installed | 2019-12-04 | 2019-12-05 | 2020-04-08 | 21920 | 0 | SUNUP AMERICA LLC | Purchase
UNSEDG-04368 | 86404 | PV (Photovoltaic) | 9.24 | 17168 | Residential | Non-Incentive | 3 - Installed | 2020-03-05 | 2020-03-06 | 2020-04-08 | 32052 | 0 | Streamline Solar Power Systems | Purchase
UNSEDG-04370 | 86403 | PV (Photovoltaic) | 6.5 | 12457 | Residential | Non-Incentive | 3 - Installed | 2020-03-05 | 2020-03-06 | 2020-04-08 | 19623 | 0 | Streamline Solar Power Systems | Purchase
UNSEDG-04371 | 86406 | PV (Photovoltaic) | 6.3 | 11328 | Residential | Non-Incentive | 3 - Installed | 2020-03-10 | 2020-03-13 | 2020-04-08 | 18400 | 0 | Mohave Solar | Purchase
UNSEDG-02716 | 86404 | PV (Photovoltaic) | 11.9 | 21599 | Residential | Non-Incentive | 3 - Installed | 2019-09-03 | 2019-09-19 | 2020-04-10 | 29312 | 0 | Mohave Solar | Purchase
UNSEDG-02738 | 86404 | PV (Photovoltaic) | 11.9 | 21599 | Residential | Non-Incentive | 3 - Installed | 2019-09-19 | 2019-09-28 | 2020-04-10 | 32130 | 0 | Mohave Solar | Purchase
UNSEDG-02797 | 86403 | PV (Photovoltaic) | 17.02 | 30419 | Residential | Non-Incentive | 3 - Installed | 2019-09-30 | 2019-12-11 | 2020-04-10 | 50209 | 0 | Esmay Electric, Inc. | Purchase
UNSEDG-02904 | 86404 | PV (Photovoltaic) | 12.25 | 22610 | Residential | Non-Incentive | 3 - Installed | 2020-01-23 | 2020-01-24 | 2020-04-10 | 32000 | 0 | Mohave Solar | Purchase
UNSEDG-04347 | 86401 | PV (Photovoltaic) | 2.95 | 4952 | Residential | Non-Incentive | 3 - Installed | 2020-02-10 | 2020-02-19 | 2020-04-10 | 17197 | 0 | Liggett Electrical Services LLC | Purchase
UNSEDG-04372 | 86403 | PV (Photovoltaic) | 12.25 | 22026 | Residential | Non-Incentive | 3 - Installed | 2020-03-10 | 2020-03-11 | 2020-04-13 | 33000 | 0 | Mohave Solar | Purchase
UNSEDG-04351 | 86409 | PV (Photovoltaic) | 3.84 | 6748 | Residential | Non-Incentive | 3 - Installed | 2020-02-17 | 2020-02-18 | 2020-04-14 | 11925 | 0 | Havasu Solar | Purchase
UNSEDG-04352 | 86406 | PV (Photovoltaic) | 11.84 | 20780 | Residential | Non-Incentive | 3 - Installed | 2020-02-17 | 2020-02-18 | 2020-04-14 | 35299 | 0 | Havasu Solar | Purchase
UNSEDG-04345 | 86413 | PV (Photovoltaic) | 8.97 | 16860 | Residential | Non-Incentive | 3 - Installed | 2020-02-07 | 2020-02-12 | 2020-04-15 | 36177.1 | 0 | Esmay Electric, Inc. | Purchase
UNSEDG-04353 | 86406 | PV (Photovoltaic) | 9.28 | 16554 | Residential | Non-Incentive | 3 - Installed | 2020-02-17 | 2020-02-18 | 2020-04-15 | 27677 | 0 | Havasu Solar | Purchase
UNSEDG-04364 | 86404 | PV (Photovoltaic) | 6.54 | 11360 | Residential | Non-Incentive | 3 - Installed | 2020-02-28 | 2020-03-04 | 2020-04-15 | 17481 | 0 | Esmay Electric, Inc. | Purchase
UNSEDG-04388 | 85648 | PV (Photovoltaic) | 6.615 | 11970 | Residential | Non-Incentive | 3 - Installed | 2020-03-23 | 2020-03-23 | 2020-04-15 | 32565 | 0 | Happy Home Systems, Inc. | Purchase
UNSEDG-04380 | 86406 | PV (Photovoltaic) | 6.9 | 12951 | Residential | Non-Incentive | 3 - Installed | 2020-03-17 | 2020-03-18 | 2020-04-16 | 19320 | 0 | Esmay Electric, Inc. | Purchase
UNSEDG-04365 | 86401 | PV (Photovoltaic) | 10.72 | 17029 | Residential | Non-Incentive | 3 - Installed | 2020-03-04 | 2020-03-04 | 2020-04-17 | 34518.4 | 0 | Esmay Electric, Inc. | Purchase
UNSEDG-04350 | 86406 | PV (Photovoltaic) | 11.84 | 21311 | Residential | Non-Incentive | 3 - Installed | 2020-02-17 | 2020-02-18 | 2020-04-20 | 39006 | 0 | Havasu Solar | Purchase
UNSEDG-04384 | 86406 | PV (Photovoltaic) | 4.62 | 8870 | Residential | Non-Incentive | 3 - Installed | 2020-03-18 | 2020-03-18 | 2020-04-20 | 13327 | 0 | Streamline Solar Power Systems | Purchase
UNSEDG-04379 | 86401 | PV (Photovoltaic) | 6.1 | 9833 | Residential | Non-Incentive | 3 - Installed | 2020-03-16 | 2020-03-17 | 2020-04-21 | 17660 | 0 | Wise Electric, Inc. | Purchase
UNSEDG-04362 | 85648 | PV (Photovoltaic) | 9.45 | 17272 | Residential | Non-Incentive | 3 - Installed | 2020-02-20 | 2020-02-21 | 2020-04-23 | 12000 | 0 |  | Purchase
UNSEDG-04394 | 86404 | PV (Photovoltaic) | 5.36 | 9509 | Residential | Non-Incentive | 3 - Installed | 2020-03-25 | 2020-03-27 | 2020-04-23 | 17848.8 | 0 | Esmay Electric, Inc. | Purchase
UNSEDG-02909 | 86401 | PV (Photovoltaic) | 4.03 | 7922 | Residential | Non-Incentive | 3 - Installed | 2020-01-28 | 2020-01-30 | 2020-04-24 | 11600 | 0 | Angle Solar | Purchase
UNSEDG-04373 | 86401 | PV (Photovoltaic) | 7.315 | 13574 | Residential | Non-Incentive | 3 - Installed | 2020-03-10 | 2020-03-11 | 2020-04-24 | 30807 | 0 | SunUp America | Purchase
UNSEDG-04385 | 86409 | PV (Photovoltaic) | 10.23 | 17460 | Residential | Non-Incentive | 3 - Installed | 2020-03-18 | 2020-03-19 | 2020-04-27 | 32032 | 0 | Havasu Solar | Purchase
UNSEDG-04396 | 86403 | PV (Photovoltaic) | 9.8 | 17621 | Residential | Non-Incentive | 3 - Installed | 2020-03-25 | 2020-03-27 | 2020-04-27 | 25575 | 0 | Mohave Solar | Purchase
UNSEDG-02528 | 85621 | PV (Photovoltaic) | 452.2 | 760421 | Non-Residential | Non-Incentive | 3 - Installed | 2019-03-19 | 2019-08-07 | 2020-04-28 | 665916 | 0 | Solar Gain | Purchase
UNSEDG-04359 | 86403 | PV (Photovoltaic) | 15.36 | 28893 | Residential | Non-Incentive | 3 - Installed | 2020-02-19 | 2020-03-13 | 2020-04-28 | 54822 | 0 | Havasu Solar | Purchase
UNSEDG-02527 | 85621 | PV (Photovoltaic) | 452.2 | 708834 | Non-Residential | Non-Incentive | 3 - Installed | 2019-03-19 | 2019-08-07 | 2020-04-29 | 665916 | 0 | Solar Gain | Purchase
UNSEDG-02779 | 86404 | PV (Photovoltaic) | 11.84 | 21168 | Residential | Non-Incentive | 3 - Installed | 2019-09-26 | 2019-10-12 | 2020-04-29 | 36754 | 0 | Esmay Electric, Inc. | Purchase
UNSEDG-02896 | 86401 | PV (Photovoltaic) | 5.27 | 10387 | Residential | Non-Incentive | 3 - Installed | 2020-01-07 | 2020-01-08 | 2020-05-01 | 13900 | 0 | Angle Solar | Purchase
UNSEDG-04366 | 86403 | PV (Photovoltaic) | 11.89 | 20673 | Residential | Non-Incentive | 3 - Installed | 2020-03-04 | 2020-03-06 | 2020-05-01 | 38048 | 0 | Esmay Electric, Inc. | Lease
UNSEDG-04387 | 86403 | PV (Photovoltaic) | 14 | 25173 | Residential | Non-Incentive | 3 - Installed | 2020-03-23 | 2020-03-23 | 2020-05-04 | 37100 | 0 | Mohave Solar | Purchase
UNSEDG-04382 | 86406 | PV (Photovoltaic) | 4.14 | 7001 | Residential | Non-Incentive | 3 - Installed | 2020-03-18 | 2020-03-18 | 2020-05-05 | 12213 | 0 | Esmay Electric, Inc. | Purchase
UNSEDG-04397 | 86403 | PV (Photovoltaic) | 18.9 | 33983 | Residential | Non-Incentive | 3 - Installed | 2020-03-25 | 2020-03-27 | 2020-05-07 | 49775 | 0 | Mohave Solar | Purchase
UNSEDG-02899 | 86401 | PV (Photovoltaic) | 5.27 | 8774 | Residential | Non-Incentive | 3 - Installed | 2020-01-13 | 2020-01-14 | 2020-05-08 | 11600 | 0 | Angle Solar | Purchase
UNSEDG-04356 | 86409 | PV (Photovoltaic) | 7.7 | 14437 | Residential | Non-Incentive | 3 - Installed | 2020-02-18 | 2020-02-18 | 2020-05-08 | 50477.7 | 0 | SunUp America | Purchase
UNSEDG-04363 | 86404 | PV (Photovoltaic) | 10.005 | 16745 | Residential | Non-Incentive | 3 - Installed | 2020-02-28 | 2020-03-04 | 2020-05-08 | 34116.4 | 0 | Esmay Electric, Inc. | Purchase
UNSEDG-04391 | 86438 | PV (Photovoltaic) | 7.2 | 13308 | Residential | Non-Incentive | 3 - Installed | 2020-03-24 | 2020-03-27 | 2020-05-08 | 27720 | 0 | Plus Electric | Purchase
UNSEDG-04407 | 86409 | PV (Photovoltaic) | 5.27 | 8804 | Residential | Non-Incentive | 3 - Installed | 2020-04-03 | 2020-04-09 | 2020-05-08 | 13900 | 0 | Angle Solar | Purchase
UNSEDG-04376 | 86404 | PV (Photovoltaic) | 8.64 | 14508 | Residential | Non-Incentive | 3 - Installed | 2020-03-11 | 2020-03-12 | 2020-05-11 | 26295 | 0 | Havasu Solar | Purchase
UNSEDG-04398 | 86406 | PV (Photovoltaic) | 13.065 | 24198 | Residential | Non-Incentive | 3 - Installed | 2020-03-26 | 2020-03-27 | 2020-05-11 | 42243 | 0 | Streamline Solar Power Systems | Purchase
UNSEDG-04400 | 86404 | PV (Photovoltaic) | 23.115 | 40881 | Residential | Non-Incentive | 3 - Installed | 2020-03-27 | 2020-03-27 | 2020-05-12 | 57500 | 0 | Esmay Electric, Inc. | Purchase
UNSEDG-02908 | 86413 | PV (Photovoltaic) | 8.96 | 17526 | Residential | Non-Incentive | 3 - Installed | 2020-01-28 | 2020-01-29 | 2020-05-13 | 40798 | 0 | Havasu Solar | Lease
UNSEDG-04357 | 86403 | PV (Photovoltaic) | 8.47 | 14408 | Residential | Non-Incentive | 3 - Installed | 2020-02-18 | 2020-02-19 | 2020-05-14 | 35400 | 0 | SUNUP AMERICA LLC | Purchase
UNSEDG-04386 | 86404 | PV (Photovoltaic) | 8.96 | 15902 | Residential | Non-Incentive | 3 - Installed | 2020-03-18 | 2020-03-20 | 2020-05-14 | 26130.96 | 0 | Havasu Solar | Purchase
UNSEDG-04389 | 86404 | PV (Photovoltaic) | 11.04 | 19097 | Residential | Non-Incentive | 3 - Installed | 2020-03-23 | 2020-03-23 | 2020-05-14 | 35357.2 | 0 | Esmay Electric, Inc. | Purchase
UNSEDG-04416 | 86503 | PV (Photovoltaic) | 10.15 | 17609 | Residential | Non-Incentive | 3 - Installed | 2020-04-13 | 2020-04-15 | 2020-05-14 | 27912.5 | 0 | Mohave Solar | Purchase
UNSEDG-04417 | 86403 | PV (Photovoltaic) | 3.15 | 5664 | Residential | Non-Incentive | 3 - Installed | 2020-04-13 | 2020-04-15 | 2020-05-14 | 8662 | 0 | Mohave Solar | Purchase
UNSEDG-04377 | 86409 | PV (Photovoltaic) | 5.39 | 8901 | Residential | Non-Incentive | 3 - Installed | 2020-03-12 | 2020-03-13 | 2020-05-15 | 24738 | 0 | SunUp America LLC | Purchase
UNSEDG-04401 | 86409 | PV (Photovoltaic) | 285.172 | 460899 | Non-Residential | Non-Incentive | 3 - Installed | 2020-03-27 | 2020-04-03 | 2020-05-15 | 542000 | 0 | Empire Renewable Energy | Purchase
UNSEDG-04415 | 86406 | PV (Photovoltaic) | 5.175 | 8653 | Residential | Non-Incentive | 3 - Installed | 2020-04-09 | 2020-04-10 | 2020-05-20 | 14231.25 | 0 | Esmay Electric, Inc. | Purchase
UNSEDG-02733 | 86404 | PV (Photovoltaic) | 11.89 | 21720 | Residential | Non-Incentive | 3 - Installed | 2019-09-17 | 2019-09-28 | 2020-05-21 | 36704 | 0 | Esmay Electric, Inc. | Lease
UNSEDG-04349 | 86403 | PV (Photovoltaic) | 6.1 | 10429 | Residential | Non-Incentive | 3 - Installed | 2020-02-17 | 2020-02-21 | 2020-05-21 | 30497 | 0 | Inty Power LLC | Purchase
UNSEDG-02881 | 86401 | PV (Photovoltaic) | 5.27 | 8774 | Residential | Non-Incentive | 3 - Installed | 2019-12-23 | 2019-12-27 | 2020-05-22 | 13900 | 0 | Angle Solar | Purchase
UNSEDG-04390 | 86401 | PV (Photovoltaic) | 5.12 | 10122 | Residential | Non-Incentive | 3 - Installed | 2020-03-24 | 2020-03-27 | 2020-05-22 | 25000 | 0 | Inty Power LLC | Purchase
UNSEDG-04423 | 86406 | PV (Photovoltaic) | 4.02 | 7150 | Residential | Non-Incentive | 3 - Installed | 2020-04-28 | 2020-05-04 | 2020-05-22 | 14874 | 0 | Esmay Electric, Inc. | Purchase
UNSEDG-02867 | 86404 | PV (Photovoltaic) | 9.75 | 18562 | Residential | Non-Incentive | 3 - Installed | 2019-12-09 | 2019-12-10 | 2020-05-26 | 29250 | 0 | AAA ELECTRIC INC | Purchase
UNSEDG-04404 | 86403 | PV (Photovoltaic) | 12.3 | 20733 | Residential | Non-Incentive | 3 - Installed | 2020-04-02 | 2020-04-09 | 2020-05-26 | 44842 | 0 | Esmay Electric, Inc. | Purchase
UNSEDG-02761 | 86409 | PV (Photovoltaic) | 4.575 | 8877 | Residential | Non-Incentive | 3 - Installed | 2019-09-24 | 2019-09-28 | 2020-06-01 | 18584 | 0 | Titan Solar Power | Purchase
UNSEDG-04425 | 86406 | PV (Photovoltaic) | 15.87 | 28725 | Residential | Non-Incentive | 3 - Installed | 2020-04-29 | 2020-05-04 | 2020-06-01 | 43642.5 | 0 | Esmay Electric, Inc. | Purchase
UNSEDG-04402 | 86406 | PV (Photovoltaic) | 7.848 | 13340 | Residential | Non-Incentive | 3 - Installed | 2020-03-31 | 2020-04-02 | 2020-06-03 | 25113.6 | 0 | Esmay Electric, Inc. | Lease
UNSEDG-04434 | 86404 | PV (Photovoltaic) | 13.08 | 23755 | Residential | Non-Incentive | 3 - Installed | 2020-05-06 | 2020-05-07 | 2020-06-03 | 41856 | 0 | Esmay Electric, Inc. | Lease
UNSEDG-02911 | 85648 | PV (Photovoltaic) | 11.285 | 19072 | Residential | Non-Incentive | 3 - Installed | 2020-02-03 | 2020-02-03 | 2020-06-04 | 40396 | 0 | Freedom Forever | Purchase
UNSEDG-04405 | 85648 | PV (Photovoltaic) | 5.22 | 8749 | Residential | Non-Incentive | 3 - Installed | 2020-04-02 | 2020-04-09 | 2020-06-04 | 18854 | 0 | Freedom Forever | Purchase
UNSEDG-04414 | 86406 | PV (Photovoltaic) | 10.464 | 18996 | Residential | Non-Incentive | 3 - Installed | 2020-04-09 | 2020-04-10 | 2020-06-04 | 33484.8 | 0 | Esmay Electric, Inc. | Lease
UNSEDG-04422 | 86404 | PV (Photovoltaic) | 9.84 | 17662 | Residential | Non-Incentive | 3 - Installed | 2020-04-27 | 2020-05-04 | 2020-06-04 | 29224.8 | 0 | Esmay Electric, Inc. | Purchase
UNSEDG-02637 | 85648 | PV (Photovoltaic) | 208.68 | 359429 | Non-Residential | Non-Incentive | 3 - Installed | 2019-06-12 | 2019-11-12 | 2020-06-05 | 450000 | 0 | Smart Solar Solutions, LLC | Purchase
UNSEDG-04438 | 85648 | PV (Photovoltaic) | 5.985 | 10596 | Residential | Non-Incentive | 3 - Installed | 2020-05-09 | 2020-05-14 | 2020-06-05 | 24038 | 0 | SunUp America | Purchase
UNSEDG-04418 | 86403 | PV (Photovoltaic) | 6.545 | 11763 | Residential | Non-Incentive | 3 - Installed | 2020-04-13 | 2020-04-15 | 2020-06-10 | 28500 | 0 | SunUp America | Purchase
UNSEDG-04428 | 86403 | PV (Photovoltaic) | 8.28 | 14687 | Residential | Non-Incentive | 3 - Installed | 2020-05-01 | 2020-05-06 | 2020-06-10 | 23020 | 0 | Esmay Electric, Inc. | Purchase
UNSEDG-04431 | 86404 | PV (Photovoltaic) | 10.35 | 18349 | Residential | Non-Incentive | 3 - Installed | 2020-05-03 | 2020-05-06 | 2020-06-10 | 37104 | 0 | Esmay Electric, Inc. | Purchase
UNSEDG-04375 | 86409 | PV (Photovoltaic) | 9.28 | 17910 | Residential | Non-Incentive | 3 - Installed | 2020-03-11 | 2020-03-19 | 2020-06-12 | 28226.09 | 0 | Havasu Solar | Purchase
UNSEDG-04403 | 86404 | PV (Photovoltaic) | 8.25 | 14800 | Residential | Non-Incentive | 3 - Installed | 2020-03-31 | 2020-04-02 | 2020-06-15 | 32160 | 0 | Havasu Solar | Purchase
UNSEDG-04436 | 86404 | PV (Photovoltaic) | 10.005 | 17646 | Residential | Non-Incentive | 3 - Installed | 2020-05-06 | 2020-05-11 | 2020-06-15 | 32816.4 | 0 | Esmay Electric, Inc. | Purchase
UNSEDG-04421 | 86406 | PV (Photovoltaic) | 13.4 | 24130 | Residential | Non-Incentive | 3 - Installed | 2020-04-16 | 2020-04-23 | 2020-06-16 | 25500 | 0 | Streamline Solar Power Systems | Purchase
UNSEDG-04452 | 86404 | PV (Photovoltaic) | 20.355 | 36210 | Residential | Non-Incentive | 3 - Installed | 2020-05-13 | 2020-05-18 | 2020-06-16 | 65339.55 | 0 | Esmay Electric, Inc. | Purchase
UNSEDG-04374 | 86404 | PV (Photovoltaic) | 11.88 | 21527 | Residential | Non-Incentive | 3 - Installed | 2020-03-11 | 2020-03-19 | 2020-06-22 | 36034 | 0 | Havasu Solar | Purchase
UNSEDG-04462 | 86406 | PV (Photovoltaic) | 12.25 | 22026 | Residential | Non-Incentive | 3 - Installed | 2020-05-21 | 2020-06-02 | 2020-06-22 | 38088 | 0 | Mohave Solar | Purchase
UNSEDG-04367 | 85621 | PV (Photovoltaic) | 6 | 9735 | Residential | Non-Incentive | 3 - Installed | 2020-03-05 | 2020-04-10 | 2020-06-23 | 29996.1 | 0 | Solgen Power LLC | Purchase
UNSEDG-04430 | 86406 | PV (Photovoltaic) | 13.8 | 24030 | Residential | Non-Incentive | 3 - Installed | 2020-05-03 | 2020-05-06 | 2020-06-24 | 45264 | 0 | Esmay Electric, Inc. | Purchase
UNSEDG-04435 | 86406 | PV (Photovoltaic) | 11.04 | 19047 | Residential | Non-Incentive | 3 - Installed | 2020-05-06 | 2020-05-07 | 2020-06-24 | 35438.4 | 0 | Esmay Electric, Inc. | Purchase
UNSEDG-06381 | 86403 | PV (Photovoltaic) | 3.24 | 5771 | Residential | Non-Incentive | 3 - Installed | 2022-03-01 | 2022-03-28 | 2020-06-25 | 11503.2 | 2300.64 | Esmay Electric, Inc | Purchase
UNSEDG-04432 | 86403 | PV (Photovoltaic) | 14.835 | 27268 | Residential | Non-Incentive | 3 - Installed | 2020-05-05 | 2020-05-07 | 2020-07-02 | 48658.8 | 0 | Esmay Electric, Inc. | Purchase
UNSEDG-04445 | 86406 | PV (Photovoltaic) | 15.84 | 26094 | Residential | Non-Incentive | 3 - Installed | 2020-05-12 | 2020-05-18 | 2020-07-02 | 45965.17 | 0 | Havasu Solar | Purchase
UNSEDG-04466 | 86404 | PV (Photovoltaic) | 6.9 | 12202 | Residential | Non-Incentive | 3 - Installed | 2020-05-22 | 2020-06-04 | 2020-07-02 | 18535 | 0 | Esmay Electric, Inc. | Purchase
UNSEDG-04488 | 86403 | PV (Photovoltaic) | 13.8 | 23676 | Residential | Non-Incentive | 3 - Installed | 2020-06-05 | 2020-06-10 | 2020-07-02 | 46764 | 0 | Esmay Electric, Inc. | Purchase
UNSEDG-04419 | 85648 | PV (Photovoltaic) | 6.4 | 11726 | Residential | Non-Incentive | 3 - Installed | 2020-04-14 | 2020-04-15 | 2020-07-06 | 26048 | 0 |  | Purchase
UNSEDG-04461 | 86401 | PV (Photovoltaic) | 8.06 | 15661 | Residential | Non-Incentive | 3 - Installed | 2020-05-21 | 2020-06-01 | 2020-07-06 | 21568 | 0 | Wise Electric, Inc. | Purchase
UNSEDG-04441 | 86404 | PV (Photovoltaic) | 14.19 | 24177 | Residential | Non-Incentive | 3 - Installed | 2020-05-11 | 2020-05-14 | 2020-07-08 | 34690 | 0 | Streamline Solar Power Systems | Purchase
UNSEDG-04454 | 86401 | PV (Photovoltaic) | 5.27 | 8783 | Residential | Non-Incentive | 3 - Installed | 2020-05-13 | 2020-05-18 | 2020-07-08 | 13900 | 0 | Angle Solar | Purchase
UNSEDG-04460 | 86406 | PV (Photovoltaic) | 15.19 | 26971 | Residential | Non-Incentive | 3 - Installed | 2020-05-21 | 2020-06-02 | 2020-07-08 | 53500 | 0 | Mohave Solar | Purchase
UNSEDG-04393 | 85648 | PV (Photovoltaic) | 5.39 | 9514 | Residential | Non-Incentive | 3 - Installed | 2020-03-24 | 2020-03-27 | 2020-07-09 | 28535 | 0 | SunUp America | Purchase
UNSEDG-04475 | 86404 | PV (Photovoltaic) | 8.97 | 16286 | Residential | Non-Incentive | 3 - Installed | 2020-06-02 | 2020-06-04 | 2020-07-10 | 22873.5 | 0 | Mohave Solar | Purchase
UNSEDG-02882 | 86401 | PV (Photovoltaic) | 10.54 | 20986 | Residential | Non-Incentive | 3 - Installed | 2019-12-23 | 2019-12-27 | 2020-07-14 | 25600 | 0 | Angle Solar | Purchase
UNSEDG-04469 | 86406 | PV (Photovoltaic) | 8.88 | 15982 | Residential | Non-Incentive | 3 - Installed | 2020-05-26 | 2020-06-04 | 2020-07-14 | 23715 | 0 | Mohave Solar | Purchase
UNSEDG-04439 | 86401 | PV (Photovoltaic) | 5.27 | 10331 | Residential | Non-Incentive | 3 - Installed | 2020-05-11 | 2020-05-14 | 2020-07-16 | 13900 | 0 | Angle Solar | Purchase
UNSEDG-04409 | 86401 | PV (Photovoltaic) | 5.27 | 10489 | Residential | Non-Incentive | 3 - Installed | 2020-04-06 | 2020-04-14 | 2020-07-17 | 13900 | 0 | Angle Solar | Purchase
UNSEDG-04472 | 86401 | PV (Photovoltaic) | 4.03 | 7931 | Residential | Non-Incentive | 3 - Installed | 2020-05-26 | 2020-06-04 | 2020-07-17 | 13900 | 0 | Angle Solar | Purchase
UNSEDG-04498 | 86401 | PV (Photovoltaic) | 7.56 | 15174 | Residential | Non-Incentive | 3 - Installed | 2020-06-15 | 2020-06-23 | 2020-07-17 | 18000 | 0 | platinum electric | Purchase
UNSEDG-04458 | 86406 | PV (Photovoltaic) | 13.86 | 24550 | Residential | Non-Incentive | 3 - Installed | 2020-05-20 | 2020-06-01 | 2020-07-20 | 33263 | 0 | Streamline Solar Power Systems | Purchase
UNSEDG-04476 | 86406 | PV (Photovoltaic) | 9.375 | 16354 | Residential | Non-Incentive | 3 - Installed | 2020-06-03 | 2020-06-04 | 2020-07-20 | 30691 | 0 | SunUp America | Purchase
UNSEDG-04486 | 86406 | PV (Photovoltaic) | 25.185 | 44273 | Residential | Non-Incentive | 3 - Installed | 2020-06-05 | 2020-06-10 | 2020-07-20 | 70518 | 0 | Esmay Electric, Inc. | Purchase
UNSEDG-04477 | 86406 | PV (Photovoltaic) | 14.35 | 25173 | Residential | Non-Incentive | 3 - Installed | 2020-06-03 | 2020-06-08 | 2020-07-27 | 50799 | 0 | Esmay Electric, Inc. | Purchase
UNSEDG-04448 | 86409 | PV (Photovoltaic) | 8.91 | 17416 | Residential | Non-Incentive | 3 - Installed | 2020-05-12 | 2020-05-18 | 2020-07-29 | 31084.51 | 0 | Havasu Solar | Purchase
UNSEDG-04473 | 86401 | PV (Photovoltaic) | 4.03 | 7950 | Residential | Non-Incentive | 3 - Installed | 2020-05-27 | 2020-06-04 | 2020-07-29 | 11600 | 0 | Angle Solar | Purchase
UNSEDG-04474 | 86406 | PV (Photovoltaic) | 13.2 | 24091 | Residential | Non-Incentive | 3 - Installed | 2020-06-01 | 2020-06-04 | 2020-07-29 | 42890 | 0 | Streamline Solar Power Systems | Purchase
UNSEDG-04500 | 86406 | PV (Photovoltaic) | 13.11 | 22877 | Residential | Non-Incentive | 3 - Installed | 2020-06-16 | 2020-06-23 | 2020-07-30 | 41902.25 | 0 | Esmay Electric, Inc. | Purchase
UNSEDG-04395 | 86406 | PV (Photovoltaic) | 6.71 | 12015 | Residential | Non-Incentive | 3 - Installed | 2020-03-25 | 2020-03-27 | 2020-08-05 | 24524 | 0 | Burro Electric | Purchase
UNSEDG-04429 | 86401 | PV (Photovoltaic) | 6.2 | 12187 | Residential | Non-Incentive | 3 - Installed | 2020-05-01 | 2020-05-06 | 2020-08-05 | 15800 | 0 | Angle Solar | Purchase
UNSEDG-04483 | 86403 | PV (Photovoltaic) | 10.89 | 20612 | Residential | Non-Incentive | 3 - Installed | 2020-06-04 | 2020-06-08 | 2020-08-06 | 25000 | 0 | Havasu Solar | Purchase
UNSEDG-04470 | 86404 | PV (Photovoltaic) | 5.52 | 10022 | Residential | Non-Incentive | 3 - Installed | 2020-05-26 | 2020-07-07 | 2020-08-07 | 14268 | 0 | Mohave Solar | Purchase
UNSEDG-04494 | 86406 | PV (Photovoltaic) | 6.21 | 10914 | Residential | Non-Incentive | 3 - Installed | 2020-06-10 | 2020-06-23 | 2020-08-07 | 20368.8 | 0 | Esmay Electric, Inc. | Purchase
UNSEDG-04496 | 86404 | PV (Photovoltaic) | 14.061 | 25073 | Residential | Non-Incentive | 3 - Installed | 2020-06-11 | 2020-06-23 | 2020-08-07 | 44995.2 | 0 | Esmay Electric, Inc. | Lease
UNSEDG-04499 | 86401 | PV (Photovoltaic) | 4.16 | 7316 | Residential | Non-Incentive | 3 - Installed | 2020-06-16 | 2020-06-23 | 2020-08-07 | 17472 | 0 | Empire Solar Group | Purchase
UNSEDG-04503 | 86403 | PV (Photovoltaic) | 10.35 | 16475 | Residential | Non-Incentive | 3 - Installed | 2020-06-19 | 2020-06-23 | 2020-08-07 | 35604 | 0 | Esmay Electric, Inc. | Purchase
UNSEDG-04449 | 86413 | PV (Photovoltaic) | 9.57 | 17369 | Residential | Non-Incentive | 3 - Installed | 2020-05-12 | 2020-05-18 | 2020-08-10 | 20212.5 | 0 | Havasu Solar | Purchase
UNSEDG-04360 | 86403 | PV (Photovoltaic) | 21.76 | 39647 | Residential | Non-Incentive | 3 - Installed | 2020-02-19 | 2020-03-13 | 2020-08-11 | 71860 | 0 | Havasu Solar | Purchase
UNSEDG-04446 | 86401 | PV (Photovoltaic) | 9.57 | 18596 | Residential | Non-Incentive | 3 - Installed | 2020-05-12 | 2020-05-18 | 2020-08-11 | 47878.65 | 0 | Havasu Solar | Purchase
UNSEDG-04505 | 86401 | PV (Photovoltaic) | 5.865 | 9488 | Residential | Non-Incentive | 3 - Installed | 2020-06-25 | 2020-07-06 | 2020-08-11 | 19237.2 | 0 | Esmay Electric, Inc. | Purchase
UNSEDG-04508 | 86406 | PV (Photovoltaic) | 13.8 | 23264 | Residential | Non-Incentive | 3 - Installed | 2020-06-29 | 2020-07-06 | 2020-08-11 | 37380.75 | 0 | Esmay Electric, Inc. | Purchase
UNSEDG-04392 | 85646 | PV (Photovoltaic) | 18.2 | 33583 | Residential | Non-Incentive | 3 - Installed | 2020-03-24 | 2020-03-27 | 2020-08-11 | 87644 | 21911 | The Solar Store | Purchase
UNSEDG-04459 | 86406 | PV (Photovoltaic) | 7.4 | 12380 | Residential | Non-Incentive | 3 - Installed | 2020-05-21 | 2020-07-07 | 2020-08-12 | 23190 | 0 | Esmay Electric, Inc. | Purchase
UNSEDG-04410 | 86401 | PV (Photovoltaic) | 4.03 | 6680 | Residential | Non-Incentive | 3 - Installed | 2020-04-07 | 2020-04-14 | 2020-08-14 | 11600 | 0 | Angle Solar | Purchase
UNSEDG-04501 | 86401 | PV (Photovoltaic) | 4.48 | 8512 | Residential | Non-Incentive | 3 - Installed | 2020-06-18 | 2020-06-23 | 2020-08-14 | 12544 | 0 | Empire Solar Group | Purchase
UNSEDG-04518 | 86409 | PV (Photovoltaic) | 7.521 | 14550 | Residential | Non-Incentive | 3 - Installed | 2020-07-07 | 2020-07-23 | 2020-08-14 | 19522 | 0 | Streamline Solar Power Systems | Purchase
UNSEDG-04426 | 85646 | PV (Photovoltaic) | 15.925 | 27560 | Residential | Non-Incentive | 3 - Installed | 2020-04-30 | 2020-05-04 | 2020-08-18 | 55737.5 | 0 | Icon Power | Purchase
UNSEDG-04447 | 86403 | PV (Photovoltaic) | 10.89 | 19047 | Residential | Non-Incentive | 3 - Installed | 2020-05-12 | 2020-05-20 | 2020-08-19 | 32055.27 | 0 | Havasu Solar | Purchase
UNSEDG-04481 | 86403 | PV (Photovoltaic) | 11.55 | 21935 | Residential | Non-Incentive | 3 - Installed | 2020-06-04 | 2020-06-08 | 2020-08-19 | 31929.48 | 0 | Havasu Solar | Purchase
UNSEDG-04491 | 86413 | PV (Photovoltaic) | 10.665 | 21002 | Residential | Non-Incentive | 3 - Installed | 2020-06-08 | 2020-06-10 | 2020-08-19 | 22000 | 0 | APO ELECTRICAL | Purchase
UNSEDG-04507 | 86406 | PV (Photovoltaic) | 5.52 | 9815 | Residential | Non-Incentive | 3 - Installed | 2020-06-26 | 2020-07-06 | 2020-08-19 | 15180 | 0 | Esmay Electric, Inc. | Purchase
UNSEDG-05549 | 86406 | PV (Photovoltaic) | 4.14 | 7422 | Residential | Non-Incentive | 3 - Installed | 2021-09-10 | 2021-09-30 | 2020-08-19 | 12006 | 2401.2 | Esmay Electric, Inc. | Purchase
UNSEDG-04490 | 86409 | PV (Photovoltaic) | 3.1 | 5939 | Residential | Non-Incentive | 3 - Installed | 2020-06-08 | 2020-06-23 | 2020-08-20 | 17559.5 | 0 | Empire Solar Group | Purchase
UNSEDG-04497 | 86401 | PV (Photovoltaic) | 5.12 | 8330 | Residential | Non-Incentive | 3 - Installed | 2020-06-11 | 2020-06-23 | 2020-08-20 | 21504 | 0 | Empire Solar Group | Purchase
UNSEDG-04509 | 86403 | PV (Photovoltaic) | 12.25 | 22026 | Residential | Non-Incentive | 3 - Installed | 2020-06-30 | 2020-07-06 | 2020-08-20 | 30795 | 0 | Mohave Solar | Purchase
UNSEDG-04523 | 86403 | PV (Photovoltaic) | 12.16 | 21164 | Residential | Non-Incentive | 3 - Installed | 2020-07-16 | 2020-07-23 | 2020-08-20 | 39276.8 | 0 | Esmay Electric, Inc. | Purchase
UNSEDG-04471 | 85624 | PV (Photovoltaic) | 6.9 | 12243 | Residential | Non-Incentive | 3 - Installed | 2020-05-26 | 2020-06-08 | 2020-08-21 | 29975 | 0 | The Solar Store | Purchase
UNSEDG-04515 | 86404 | PV (Photovoltaic) | 8.58 | 16383 | Residential | Non-Incentive | 3 - Installed | 2020-07-06 | 2020-07-20 | 2020-08-21 | 27537.12 | 0 | Havasu Solar | Purchase
UNSEDG-04524 | 86404 | PV (Photovoltaic) | 9.315 | 16801 | Residential | Non-Incentive | 3 - Installed | 2020-07-16 | 2020-07-23 | 2020-08-21 | 25616.25 | 0 | Esmay Electric, Inc. | Purchase
UNSEDG-04478 | 85648 | PV (Photovoltaic) | 7.475 | 13420 | Residential | Non-Incentive | 3 - Installed | 2020-06-04 | 2020-06-08 | 2020-08-24 | 29000 | 0 | Erus Energy | Purchase
UNSEDG-04526 | 86406 | PV (Photovoltaic) | 13.11 | 22735 | Residential | Non-Incentive | 3 - Installed | 2020-07-17 | 2020-07-23 | 2020-08-24 | 35397 | 0 | Esmay Electric, Inc. | Purchase
UNSEDG-04533 | 86406 | PV (Photovoltaic) | 8.32 | 14308 | Residential | Non-Incentive | 3 - Installed | 2020-07-21 | 2020-08-04 | 2020-08-24 | 20800 | 0 | Esmay Electric, Inc. | Purchase
UNSEDG-04527 | 86403 | PV (Photovoltaic) | 12.42 | 21855 | Residential | Non-Incentive | 3 - Installed | 2020-07-17 | 2020-08-03 | 2020-08-26 | 42724.8 | 0 | Esmay Electric, Inc. | Purchase
UNSEDG-04536 | 86404 | PV (Photovoltaic) | 7.245 | 12180 | Residential | Non-Incentive | 3 - Installed | 2020-07-22 | 2020-08-04 | 2020-08-26 | 24922.8 | 0 | Esmay Electric, Inc. | Purchase
UNSEDG-04406 | 86401 | PV (Photovoltaic) | 5.31 | 8645 | Residential | Non-Incentive | 3 - Installed | 2020-04-02 | 2020-04-10 | 2020-08-27 | 25039 | 0 | Freedom Forever | Purchase
UNSEDG-02886 | 86401 | PV (Photovoltaic) | 6.2 | 12187 | Residential | Non-Incentive | 3 - Installed | 2020-01-02 | 2020-01-07 | 2020-09-02 | 18000 | 0 | Angle Solar | Purchase
UNSEDG-04433 | 86404 | PV (Photovoltaic) | 13.495 | 23854 | Residential | Non-Incentive | 3 - Installed | 2020-05-06 | 2020-05-07 | 2020-09-02 | 34568.5 | 0 | Esmay Electric, Inc. | Purchase
UNSEDG-04479 | 86406 | PV (Photovoltaic) | 13.53 | 25015 | Residential | Non-Incentive | 3 - Installed | 2020-06-04 | 2020-06-08 | 2020-09-02 | 35568.21 | 0 | Havasu Solar | Purchase
UNSEDG-04512 | 86403 | PV (Photovoltaic) | 11.025 | 19005 | Residential | Non-Incentive | 3 - Installed | 2020-07-06 | 2020-07-16 | 2020-09-02 | 20000 | 0 |  | Purchase
UNSEDG-04519 | 86401 | PV (Photovoltaic) | 16.08 | 31011 | Residential | Non-Incentive | 3 - Installed | 2020-07-08 | 2020-07-20 | 2020-09-02 | 12750 | 0 | Tri State Solar & Wind Corp. | Purchase
UNSEDG-04535 | 86426 | PV (Photovoltaic) | 12.765 | 21469 | Residential | Non-Incentive | 3 - Installed | 2020-07-22 | 2020-08-04 | 2020-09-02 | 41869.2 | 0 | Esmay Electric, Inc. | Purchase
UNSEDG-02734 | 86404 | PV (Photovoltaic) | 11.52 | 20090 | Residential | Non-Incentive | 3 - Installed | 2019-09-17 | 2019-09-28 | 2020-09-03 | 33408 | 0 | Esmay Electric, Inc. | Purchase
UNSEDG-04517 | 86406 | PV (Photovoltaic) | 14.19 | 26569 | Residential | Non-Incentive | 3 - Installed | 2020-07-06 | 2020-07-20 | 2020-09-03 | 30427 | 0 | Havasu Solar | Purchase
UNSEDG-04520 | 86401 | PV (Photovoltaic) | 7.705 | 12627 | Residential | Non-Incentive | 3 - Installed | 2020-07-09 | 2020-08-03 | 2020-09-04 | 29500 | 0 | Freedom Forever Arizona, LLC | Purchase
UNSEDG-04484 | 86406 | PV (Photovoltaic) | 7.92 | 14561 | Residential | Non-Incentive | 3 - Installed | 2020-06-04 | 2020-06-10 | 2020-09-09 | 18770 | 0 | Havasu Solar | Purchase
UNSEDG-04528 | 86404 | PV (Photovoltaic) | 10.24 | 18220 | Residential | Non-Incentive | 3 - Installed | 2020-07-17 | 2020-08-03 | 2020-09-09 | 28100 | 0 | Esmay Electric, Inc. | Purchase
UNSEDG-04540 | 86404 | PV (Photovoltaic) | 8.97 | 16366 | Residential | Non-Incentive | 3 - Installed | 2020-07-28 | 2020-08-14 | 2020-09-09 | 23783 | 0 | Aneva Solar | Purchase
UNSEDG-04549 | 86403 | PV (Photovoltaic) | 12.24 | 21793 | Residential | Non-Incentive | 3 - Installed | 2020-07-31 | 2020-08-14 | 2020-09-09 | 31465 | 0 | Streamline Solar Power Systems | Purchase
UNSEDG-04541 | 86406 | PV (Photovoltaic) | 10.35 | 17326 | Residential | Non-Incentive | 3 - Installed | 2020-07-29 | 2020-08-14 | 2020-09-10 | 33948 | 6789.6 | Esmay Electric, Inc. | Purchase
UNSEDG-04413 | 86401 | PV (Photovoltaic) | 5.27 | 10489 | Residential | Non-Incentive | 3 - Installed | 2020-04-08 | 2020-04-14 | 2020-09-14 | 13900 | 1000 | Angle Solar | Purchase
UNSEDG-04514 | 86406 | PV (Photovoltaic) | 7.26 | 14036 | Residential | Non-Incentive | 3 - Installed | 2020-07-06 | 2020-07-20 | 2020-09-14 | 27409 | 5481.8 | Havasu Solar | Purchase
UNSEDG-04530 | 85648 | PV (Photovoltaic) | 5.605 | 9494 | Residential | Non-Incentive | 3 - Installed | 2020-07-17 | 2020-09-01 | 2020-09-14 | 23083 | 6924.9 | SUNUP AMERICA | Purchase
UNSEDG-04545 | 86403 | PV (Photovoltaic) | 11.04 | 18908 | Residential | Non-Incentive | 3 - Installed | 2020-07-30 | 2020-08-14 | 2020-09-14 | 29697.6 | 5939.52 | Esmay Electric, Inc. | Purchase
UNSEDG-04544 | 86403 | PV (Photovoltaic) | 11.2 | 18900 | Residential | Non-Incentive | 3 - Installed | 2020-07-30 | 2020-08-14 | 2020-09-17 | 28000 | 5600 | Esmay Electric, Inc. | Purchase
UNSEDG-04567 | 86403 | PV (Photovoltaic) | 9.84 | 15402 | Residential | Non-Incentive | 3 - Installed | 2020-08-17 | 2020-09-01 | 2020-09-17 | 29224.8 | 5844.96 | Esmay Electric, Inc. | Purchase
UNSEDG-04444 | 86401 | PV (Photovoltaic) | 8.99 | 17607 | Residential | Non-Incentive | 3 - Installed | 2020-05-12 | 2020-05-14 | 2020-09-18 | 22300 | 1000 | Angle Solar | Purchase
UNSEDG-04538 | 86413 | PV (Photovoltaic) | 6.9 | 12853 | Residential | Non-Incentive | 3 - Installed | 2020-07-23 | 2020-08-04 | 2020-09-18 | 20600 | 10000 | Mohave Solar | Purchase
UNSEDG-04555 | 86401 | PV (Photovoltaic) | 10.88 | 17831 | Residential | Non-Incentive | 3 - Installed | 2020-08-07 | 2020-08-14 | 2020-09-18 | 32966.4 | 6593.28 | Esmay Electric, Inc. | Purchase
UNSEDG-04502 | 85621 | PV (Photovoltaic) | 6.785 | 12042 | Residential | Non-Incentive | 3 - Installed | 2020-06-18 | 2020-06-25 | 2020-09-22 | 28500 | 2500 | Freedom Forever | Purchase
UNSEDG-04522 | 86406 | PV (Photovoltaic) | 13.86 | 24945 | Residential | Non-Incentive | 3 - Installed | 2020-07-13 | 2020-07-23 | 2020-09-22 | 30427 | 6085.4 | Havasu Solar | Purchase
UNSEDG-04531 | 85648 | PV (Photovoltaic) | 17.28 | 30484 | Residential | Non-Incentive | 3 - Installed | 2020-07-20 | 2020-08-14 | 2020-09-22 | 42000 | 5000 | Solar Topps LLC | Purchase
UNSEDG-04411 | 86441 | PV (Photovoltaic) | 6.545 | 11787 | Residential | Non-Incentive | 3 - Installed | 2020-04-07 | 2020-04-10 | 2020-09-24 | 28241 | 8472 | SUNUP AMERICA | Purchase
UNSEDG-04451 | 86403 | PV (Photovoltaic) | 10.725 | 20457 | Residential | Non-Incentive | 3 - Installed | 2020-05-13 | 2020-05-18 | 2020-10-01 | 45000 | 2500 | Titan Solar Power | Purchase
UNSEDG-04453 | 86403 | PV (Photovoltaic) | 15.99 | 28818 | Residential | Non-Incentive | 3 - Installed | 2020-05-13 | 2020-05-18 | 2020-10-01 | 47970 | 9594 | Esmay Electric, Inc. | Purchase
UNSEDG-04510 | 86401 | PV (Photovoltaic) | 7.38 | 13391 | Residential | Non-Incentive | 3 - Installed | 2020-06-30 | 2020-07-06 | 2020-10-01 | 39307 | 2500 | Titan Solar Power | Purchase
UNSEDG-04513 | 86401 | PV (Photovoltaic) | 13.53 | 23975 | Residential | Non-Incentive | 3 - Installed | 2020-07-06 | 2020-08-10 | 2020-10-01 | 40649 | 8129.8 | Havasu Solar | Purchase
UNSEDG-04529 | 86401 | PV (Photovoltaic) | 5.27 | 10489 | Residential | Non-Incentive | 3 - Installed | 2020-07-17 | 2020-08-21 | 2020-10-01 | 13900 | 1000 | Angle Solar | Purchase
UNSEDG-04553 | 86406 | PV (Photovoltaic) | 21.76 | 38546 | Residential | Non-Incentive | 3 - Installed | 2020-08-06 | 2020-08-14 | 2020-10-02 | 65932.8 | 13186.56 | Esmay Electric, Inc. | Purchase
UNSEDG-04563 | 86404 | PV (Photovoltaic) | 10.24 | 17160 | Residential | Non-Incentive | 3 - Installed | 2020-08-14 | 2020-08-21 | 2020-10-02 | 31027.2 | 6205.44 | Esmay Electric, Inc. | Purchase
UNSEDG-04564 | 86406 | PV (Photovoltaic) | 10.56 | 18620 | Residential | Non-Incentive | 3 - Installed | 2020-08-14 | 2020-09-01 | 2020-10-02 | 25000 | 5000 | Esmay Electric, Inc. | Purchase
UNSEDG-04542 | 86401 | PV (Photovoltaic) | 7.965 | 13138 | Residential | Non-Incentive | 3 - Installed | 2020-07-29 | 2020-08-14 | 2020-10-05 | 26910 | 8073 | SUNUP AMERICA LLC | Purchase
UNSEDG-04511 | 86403 | PV (Photovoltaic) | 7.59 | 14424 | Residential | Non-Incentive | 3 - Installed | 2020-07-06 | 2020-07-16 | 2020-10-07 | 30120 | 6024 | Havasu Solar | Purchase
UNSEDG-04547 | 86406 | PV (Photovoltaic) | 13.53 | 25096 | Residential | Non-Incentive | 3 - Installed | 2020-07-30 | 2020-08-14 | 2020-10-07 | 29900 | 5980 | Havasu Solar | Purchase
UNSEDG-04554 | 86406 | PV (Photovoltaic) | 12.426 | 21199 | Residential | Non-Incentive | 3 - Installed | 2020-08-07 | 2020-08-14 | 2020-10-07 | 42248.4 | 8449.68 | Esmay Electric, Inc. | Lease
UNSEDG-04565 | 86406 | PV (Photovoltaic) | 8.32 | 14516 | Residential | Non-Incentive | 3 - Installed | 2020-08-14 | 2020-09-01 | 2020-10-07 | 20800 | 4160 | Esmay Electric, Inc. | Purchase
UNSEDG-04560 | 86406 | PV (Photovoltaic) | 10.56 | 17732 | Residential | Non-Incentive | 3 - Installed | 2020-08-11 | 2020-09-01 | 2020-10-08 | 28956 | 5791.2 | Esmay Electric, Inc. | Purchase
UNSEDG-04443 | 86401 | PV (Photovoltaic) | 5.27 | 10387 | Residential | Non-Incentive | 3 - Installed | 2020-05-12 | 2020-05-14 | 2020-10-12 | 13900 | 1000 | Angle Solar | Purchase
UNSEDG-04552 | 86401 | PV (Photovoltaic) | 8.85 | 16847 | Residential | Non-Incentive | 3 - Installed | 2020-08-04 | 2020-09-09 | 2020-10-12 | 29655 | 8897 | SUNUP AMERICA | Purchase
UNSEDG-04556 | 86404 | PV (Photovoltaic) | 11.04 | 20044 | Residential | Non-Incentive | 3 - Installed | 2020-08-10 | 2020-08-14 | 2020-10-12 | 29256 | 10000 | Mohave Solar | Purchase
UNSEDG-04597 | 86404 | PV (Photovoltaic) | 7.68 | 12882 | Residential | Non-Incentive | 3 - Installed | 2020-09-01 | 2020-09-08 | 2020-10-16 | 14720 | 2944 | Esmay Electric, Inc. | Purchase
UNSEDG-04629 | 86403 | PV (Photovoltaic) | 8.175 | 14026 | Residential | Non-Incentive | 3 - Installed | 2020-09-16 | 2020-09-23 | 2020-10-16 | 17167.5 | 3433.5 | Esmay Electric, Inc. | Purchase
UNSEDG-04657 | 86406 | PV (Photovoltaic) | 11.2 | 19275 | Residential | Non-Incentive | 3 - Installed | 2020-09-24 | 2020-09-29 | 2020-10-16 | 28000 | 5600 | Esmay Electric, Inc. | Purchase
UNSEDG-04566 | 86404 | PV (Photovoltaic) | 15.36 | 27330 | Residential | Non-Incentive | 3 - Installed | 2020-08-14 | 2020-09-01 | 2020-10-19 | 39900 | 7980 | Esmay Electric, Inc. | Purchase
UNSEDG-04575 | 86406 | PV (Photovoltaic) | 5.12 | 8703 | Residential | Non-Incentive | 3 - Installed | 2020-08-19 | 2020-09-03 | 2020-10-19 | 12800 | 2560 | Esmay Electric, Inc. | Purchase
UNSEDG-04577 | 86406 | PV (Photovoltaic) | 15.04 | 25406 | Residential | Non-Incentive | 3 - Installed | 2020-08-20 | 2020-09-03 | 2020-10-19 | 45571.2 | 9114.24 | Esmay Electric, Inc. | Purchase
UNSEDG-04582 | 86401 | PV (Photovoltaic) | 6.2 | 10278 | Residential | Non-Incentive | 3 - Installed | 2020-08-21 | 2020-09-03 | 2020-10-20 | 15800 | 1000 | Angle Solar | Purchase
UNSEDG-04625 | 86403 | PV (Photovoltaic) | 6.4 | 11110 | Residential | Non-Incentive | 3 - Installed | 2020-09-16 | 2020-09-23 | 2020-10-20 | 16192 | 3238.4 | Esmay Electric, Inc. | Purchase
UNSEDG-04464 | 86403 | PV (Photovoltaic) | 57.4 | 94885 | Non-Residential | Non-Incentive | 3 - Installed | 2020-05-22 | 2020-08-03 | 2020-10-26 | 120540 | 25000 | Mohave Solar | Purchase
UNSEDG-04465 | 86403 | PV (Photovoltaic) | 102.5 | 170679 | Non-Residential | Non-Incentive | 3 - Installed | 2020-05-22 | 2020-08-03 | 2020-10-26 | 215250 | 45000 | Mohave Solar | Purchase
UNSEDG-04525 | 86406 | PV (Photovoltaic) | 8.45 | 16116 | Residential | Non-Incentive | 3 - Installed | 2020-07-16 | 2020-08-14 | 2020-10-26 | 30420 | 2500 | Titan Solar Power | Purchase
UNSEDG-04546 | 86404 | PV (Photovoltaic) | 16.83 | 30871 | Residential | Non-Incentive | 3 - Installed | 2020-07-30 | 2020-08-14 | 2020-10-26 | 39887 | 7977.4 | Havasu Solar | Purchase
UNSEDG-04551 | 86406 | PV (Photovoltaic) | 11.88 | 22213 | Residential | Non-Incentive | 3 - Installed | 2020-08-04 | 2020-08-14 | 2020-10-26 | 27155 | 5431 | Havasu Solar | Purchase
UNSEDG-04576 | 86401 | PV (Photovoltaic) | 5.27 | 10387 | Residential | Non-Incentive | 3 - Installed | 2020-08-19 | 2020-09-03 | 2020-10-26 | 13900 | 1000 | Angle Solar | Purchase
UNSEDG-04623 | 86401 | PV (Photovoltaic) | 5.27 | 8783 | Residential | Non-Incentive | 3 - Installed | 2020-09-16 | 2020-09-21 | 2020-10-26 | 13900 | 1000 | Angle Solar | Purchase
UNSEDG-04532 | 85648 | PV (Photovoltaic) | 5.31 | 8275 | Residential | Non-Incentive | 3 - Installed | 2020-07-21 | 2020-08-04 | 2020-10-27 | 24823 | 2500 | Freedom Forever | Purchase
UNSEDG-04543 | 86406 | PV (Photovoltaic) | 10.325 | 18020 | Residential | Non-Incentive | 3 - Installed | 2020-07-29 | 2020-08-21 | 2020-10-27 | 39330 | 11799 | SUNUP AMERICA | Purchase
UNSEDG-04571 | 86403 | PV (Photovoltaic) | 11.22 | 17098 | Residential | Non-Incentive | 3 - Installed | 2020-08-17 | 2020-09-03 | 2020-10-27 | 26592 | 5318.4 | Havasu Solar | Purchase
UNSEDG-04595 | 86404 | PV (Photovoltaic) | 10.8 | 17939 | Residential | Non-Incentive | 3 - Installed | 2020-09-01 | 2020-09-08 | 2020-10-27 | 31320 | 6264 | Esmay Electric, Inc. | Purchase
UNSEDG-04596 | 86404 | PV (Photovoltaic) | 10.44 | 17526 | Residential | Non-Incentive | 3 - Installed | 2020-09-01 | 2020-09-08 | 2020-10-27 | 30276 | 6055.2 | Esmay Electric, Inc. | Purchase
UNSEDG-04602 | 86406 | PV (Photovoltaic) | 14.76 | 24517 | Residential | Non-Incentive | 3 - Installed | 2020-09-04 | 2020-09-09 | 2020-10-27 | 48412.8 | 9682.56 | Esmay Electric, Inc. | Purchase
UNSEDG-04516 | 86413 | PV (Photovoltaic) | 15.18 | 24949 | Residential | Non-Incentive | 3 - Installed | 2020-07-06 | 2020-08-10 | 2020-10-28 | 34473 | 6894.6 | Havasu Solar | Purchase
UNSEDG-04593 | 86404 | PV (Photovoltaic) | 12.58 | 22642 | Residential | Non-Incentive | 3 - Installed | 2020-08-27 | 2020-09-03 | 2020-10-28 | 30000 | 10000 | Mohave Solar | Purchase
UNSEDG-04617 | 86404 | PV (Photovoltaic) | 10.18 | 17445 | Residential | Non-Incentive | 3 - Installed | 2020-09-14 | 2020-09-21 | 2020-10-28 | 14250 | 0 | Self Install | Purchase
UNSEDG-04588 | 86403 | PV (Photovoltaic) | 7.92 | 14948 | Residential | Non-Incentive | 3 - Installed | 2020-08-24 | 2020-09-03 | 2020-11-03 | 27144 | 5428.8 | Havasu Solar | Purchase
UNSEDG-04599 | 86406 | PV (Photovoltaic) | 13.76 | 24153 | Residential | Non-Incentive | 3 - Installed | 2020-09-03 | 2020-09-08 | 2020-11-03 | 37840 | 18920 | Plus Electric Solar | Purchase
UNSEDG-04656 | 86406 | PV (Photovoltaic) | 10.8 | 18284 | Residential | Non-Incentive | 3 - Installed | 2020-09-24 | 2020-10-05 | 2020-11-03 | 30000 | 6000 | Esmay Electric, Inc. | Purchase
UNSEDG-04604 | 86406 | PV (Photovoltaic) | 6.54 | 11897 | Residential | Non-Incentive | 3 - Installed | 2020-09-04 | 2020-09-09 | 2020-11-04 | 22236 | 4447.2 | Esmay Electric, Inc. | Lease
UNSEDG-04573 | 86401 | PV (Photovoltaic) | 7.44 | 14816 | Residential | Non-Incentive | 3 - Installed | 2020-08-18 | 2020-09-03 | 2020-11-05 | 18000 | 1000 | Angle Solar | Purchase
UNSEDG-04590 | 86401 | PV (Photovoltaic) | 12.96 | 21541 | Residential | Non-Incentive | 3 - Installed | 2020-08-26 | 2020-09-03 | 2020-11-05 | 42508.8 | 8501.76 | Esmay Electric, Inc. | Purchase
UNSEDG-04610 | 86404 | PV (Photovoltaic) | 9.9 | 18890 | Residential | Non-Incentive | 3 - Installed | 2020-09-09 | 2020-09-16 | 2020-11-05 | 30100 | 6020 | Havasu Solar | Purchase
UNSEDG-04559 | 86403 | PV (Photovoltaic) | 12.42 | 22549 | Residential | Non-Incentive | 3 - Installed | 2020-08-11 | 2020-09-01 | 2020-11-06 | 31792 | 10000 | Mohave Solar | Purchase
UNSEDG-04642 | 86403 | PV (Photovoltaic) | 12.42 | 22549 | Residential | Non-Incentive | 3 - Installed | 2020-09-18 | 2020-10-05 | 2020-11-06 | 32413 | 10000 | Mohave Solar | Purchase
UNSEDG-04601 | 86406 | PV (Photovoltaic) | 17.658 | 31013 | Residential | Non-Incentive | 3 - Installed | 2020-09-03 | 2020-09-09 | 2020-11-09 | 60037.2 | 12007.44 | Esmay Electric, Inc. | Lease
UNSEDG-04628 | 86403 | PV (Photovoltaic) | 6.48 | 11242 | Residential | Non-Incentive | 3 - Installed | 2020-09-16 | 2020-09-23 | 2020-11-09 | 21310.4 | 4262.08 | Esmay Electric, Inc. | Purchase
UNSEDG-04634 | 86406 | PV (Photovoltaic) | 11.47 | 20964 | Residential | Non-Incentive | 3 - Installed | 2020-09-17 | 2020-09-23 | 2020-11-09 | 28103 | 2810.3 | Streamline Solar Power Systems | Purchase
UNSEDG-04663 | 86401 | PV (Photovoltaic) | 6.2 | 11719 | Residential | Non-Incentive | 3 - Installed | 2020-09-28 | 2020-10-06 | 2020-11-09 | 15800 | 1000 | Angle Solar | Purchase
UNSEDG-04607 | 86403 | PV (Photovoltaic) | 12.96 | 23302 | Residential | Non-Incentive | 3 - Installed | 2020-09-08 | 2020-09-16 | 2020-11-11 | 33696 | 10000 | Mohave Solar | Purchase
UNSEDG-04591 | 86409 | PV (Photovoltaic) | 6.785 | 12516 | Residential | Non-Incentive | 3 - Installed | 2020-08-26 | 2020-09-03 | 2020-11-12 | 25905 | 7771.5 | SUNUP AMERICA | Purchase
UNSEDG-04603 | 86406 | PV (Photovoltaic) | 10.24 | 16855 | Residential | Non-Incentive | 3 - Installed | 2020-09-04 | 2020-09-09 | 2020-11-12 | 33517 | 6703.4 | Esmay Electric, Inc. | Purchase
UNSEDG-04627 | 86406 | PV (Photovoltaic) | 13.455 | 23248 | Residential | Non-Incentive | 3 - Installed | 2020-09-16 | 2020-09-23 | 2020-11-12 | 46554.3 | 9310.86 | Esmay Electric, Inc. | Purchase
UNSEDG-04539 | 86409 | PV (Photovoltaic) | 6.6 | 12969 | Residential | Non-Incentive | 3 - Installed | 2020-07-27 | 2020-09-01 | 2020-11-13 | 19974 | 3994.8 | Havasu Solar | Purchase
UNSEDG-04562 | 86403 | PV (Photovoltaic) | 11.88 | 21893 | Residential | Non-Incentive | 3 - Installed | 2020-08-13 | 2020-08-21 | 2020-11-13 | 36341 | 7268.2 | Havasu Solar | Purchase
UNSEDG-04598 | 85648 | PV (Photovoltaic) | 8.19 | 14006 | Residential | Non-Incentive | 3 - Installed | 2020-09-02 | 2020-09-08 | 2020-11-16 | 26230 | 7869 | Solar Solution AZ LLC | Purchase
UNSEDG-04650 | 86406 | PV (Photovoltaic) | 18.04 | 32220 | Residential | Non-Incentive | 3 - Installed | 2020-09-23 | 2020-10-05 | 2020-11-16 | 54120 | 10824 | Esmay Electric, Inc. | Purchase
UNSEDG-04581 | 86406 | PV (Photovoltaic) | 9.72 | 16478 | Residential | Non-Incentive | 3 - Installed | 2020-08-21 | 2020-09-29 | 2020-11-19 | 27021.6 | 5404.32 | Esmay Electric, Inc. | Purchase
UNSEDG-04557 | 86401 | PV (Photovoltaic) | 8.19 | 13801 | Residential | Non-Incentive | 3 - Installed | 2020-08-10 | 2020-09-08 | 2020-11-23 | 33100 | 6307 | Happy Home Systems, Inc. | Purchase
UNSEDG-04586 | 86401 | PV (Photovoltaic) | 6.2 | 12158 | Residential | Non-Incentive | 3 - Installed | 2020-08-24 | 2020-09-03 | 2020-11-23 | 15800 | 1000 | Angle Solar | Purchase
UNSEDG-04621 | 86401 | PV (Photovoltaic) | 6.12 | 11261 | Residential | Non-Incentive | 3 - Installed | 2020-09-15 | 2020-10-30 | 2020-11-23 | 19584 | 9000 | Mohave Solar | Purchase
UNSEDG-04640 | 86406 | PV (Photovoltaic) | 12.24 | 21252 | Residential | Non-Incentive | 3 - Installed | 2020-09-18 | 2020-10-05 | 2020-11-23 | 35760 | 7152 | Esmay Electric, Inc. | Purchase
UNSEDG-04665 | 86406 | PV (Photovoltaic) | 17.28 | 30069 | Residential | Non-Incentive | 3 - Installed | 2020-09-28 | 2020-10-05 | 2020-11-23 | 48038.4 | 9607.68 | Esmay Electric, Inc. | Purchase
UNSEDG-04699 | 86406 | PV (Photovoltaic) | 11.445 | 19452 | Residential | Non-Incentive | 3 - Installed | 2020-10-09 | 2020-10-14 | 2020-11-23 | 30455.85 | 6091.17 | Esmay Electric, Inc. | Purchase
UNSEDG-04568 | 86404 | PV (Photovoltaic) | 11.84 | 21215 | Residential | Non-Incentive | 3 - Installed | 2020-08-17 | 2020-09-01 | 2020-11-24 | 34928 | 6985.6 | Esmay Electric, Inc. | Purchase
UNSEDG-04630 | 86406 | PV (Photovoltaic) | 13.734 | 24347 | Residential | Non-Incentive | 3 - Installed | 2020-09-17 | 2020-09-23 | 2020-11-24 | 46695.6 | 9339.12 | Esmay Electric, Inc. | Lease
UNSEDG-04632 | 86403 | PV (Photovoltaic) | 4.905 | 8711 | Residential | Non-Incentive | 3 - Installed | 2020-09-17 | 2020-09-29 | 2020-11-24 | 12900.15 | 2580.03 | Esmay Electric, Inc. | Purchase
UNSEDG-04698 | 86406 | PV (Photovoltaic) | 12.426 | 21173 | Residential | Non-Incentive | 3 - Installed | 2020-10-08 | 2020-10-15 | 2020-11-24 | 31065 | 6213 | Esmay Electric, Inc. | Purchase
UNSEDG-04716 | 86401 | PV (Photovoltaic) | 4.03 | 7903 | Residential | Non-Incentive | 3 - Installed | 2020-10-20 | 2020-10-30 | 2020-11-24 | 11600 | 1000 | Angle Solar | Purchase
UNSEDG-04637 | 86409 | PV (Photovoltaic) | 12.21 | 20982 | Residential | Non-Incentive | 3 - Installed | 2020-09-18 | 2020-09-23 | 2020-11-25 | 45219.37 | 2500 | Titan Solar Power | Purchase
UNSEDG-04680 | 86403 | PV (Photovoltaic) | 10.44 | 17501 | Residential | Non-Incentive | 3 - Installed | 2020-09-30 | 2020-10-06 | 2020-11-25 | 34556.4 | 6911.28 | Esmay Electric, Inc. | Purchase
UNSEDG-04714 | 86404 | PV (Photovoltaic) | 10.72 | 18818 | Residential | Non-Incentive | 3 - Installed | 2020-10-17 | 2020-10-30 | 2020-11-25 | 35483.2 | 7096.64 | Esmay Electric, Inc. | Purchase
UNSEDG-04608 | 85648 | PV (Photovoltaic) | 8.16 | 15038 | Residential | Non-Incentive | 3 - Installed | 2020-09-08 | 2020-09-16 | 2020-11-30 | 21950.4 | 4390.08 | Net Zero Solar LLC | Purchase
UNSEDG-04613 | 85648 | PV (Photovoltaic) | 9.24 | 16235 | Residential | Non-Incentive | 3 - Installed | 2020-09-11 | 2020-09-16 | 2020-11-30 | 33000 | 5000 | Solar Topps LLC | Purchase
UNSEDG-04719 | 85648 | PV (Photovoltaic) | 8.7 | 14220 | Residential | Non-Incentive | 3 - Installed | 2020-10-21 | 2020-10-30 | 2020-11-30 | 30340 | 2500 | Freedom Forever | Purchase
UNSEDG-04579 | 86409 | PV (Photovoltaic) | 14.52 | 27437 | Residential | Non-Incentive | 3 - Installed | 2020-08-20 | 2020-10-02 | 2020-12-04 | 73759 | 14751.8 | Havasu Solar | Purchase
UNSEDG-04587 | 86409 | PV (Photovoltaic) | 6.93 | 12456 | Residential | Non-Incentive | 3 - Installed | 2020-08-24 | 2020-10-02 | 2020-12-04 | 73759 | 14751.8 | Havasu Solar | Purchase
UNSEDG-04622 | 86401 | PV (Photovoltaic) | 4.03 | 7903 | Residential | Non-Incentive | 3 - Installed | 2020-09-16 | 2020-09-21 | 2020-12-04 | 11600 | 1000 | Angle Solar | Purchase
UNSEDG-04631 | 86404 | PV (Photovoltaic) | 15.48 | 27854 | Residential | Non-Incentive | 3 - Installed | 2020-09-17 | 2020-09-23 | 2020-12-04 | 38700 | 10000 | Mohave Solar | Purchase
UNSEDG-04660 | 86403 | PV (Photovoltaic) | 11.52 | 18150 | Residential | Non-Incentive | 3 - Installed | 2020-09-25 | 2020-10-05 | 2020-12-04 | 47294.43 | 9458.88 | Esmay Electric, Inc. | Purchase
UNSEDG-04661 | 86409 | PV (Photovoltaic) | 7.44 | 14636 | Residential | Non-Incentive | 3 - Installed | 2020-09-25 | 2020-10-05 | 2020-12-04 | 18500 | 1000 | Angle Solar | Purchase
UNSEDG-04669 | 86406 | PV (Photovoltaic) | 7.26 | 13723 | Residential | Non-Incentive | 3 - Installed | 2020-09-28 | 2020-10-13 | 2020-12-04 | 23005 | 4601 | Havasu Solar | Purchase
UNSEDG-04695 | 86409 | PV (Photovoltaic) | 5.27 | 10387 | Residential | Non-Incentive | 3 - Installed | 2020-10-07 | 2020-10-13 | 2020-12-04 | 13900 | 1000 | Angle Solar | Purchase
UNSEDG-04700 | 86404 | PV (Photovoltaic) | 10.464 | 17623 | Residential | Non-Incentive | 3 - Installed | 2020-10-09 | 2020-10-14 | 2020-12-07 | 32269.83 | 6453.96 | Esmay Electric, Inc. | Purchase
UNSEDG-04594 | 86409 | PV (Photovoltaic) | 7.92 | 15340 | Residential | Non-Incentive | 3 - Installed | 2020-08-31 | 2020-09-08 | 2020-12-10 | 26636 | 5327.2 | Havasu Solar | Purchase
UNSEDG-04644 | 86401 | PV (Photovoltaic) | 4.27 | 7888 | Residential | Non-Incentive | 3 - Installed | 2020-09-18 | 2020-10-05 | 2020-12-10 | 21800 | 6540 | SUNUP AMERICA | Purchase
UNSEDG-04666 | 86404 | PV (Photovoltaic) | 14.76 | 25607 | Residential | Non-Incentive | 3 - Installed | 2020-09-28 | 2020-10-05 | 2020-12-10 | 48855.6 | 9771.12 | Esmay Electric, Inc. | Purchase
UNSEDG-04670 | 86403 | PV (Photovoltaic) | 8.28 | 14898 | Residential | Non-Incentive | 3 - Installed | 2020-09-29 | 2020-11-12 | 2020-12-10 | 20700 | 10000 | Mohave Solar | Purchase
UNSEDG-04689 | 86406 | PV (Photovoltaic) | 16.2 | 28976 | Residential | Non-Incentive | 3 - Installed | 2020-10-02 | 2020-10-13 | 2020-12-10 | 46170 | 9234 | Esmay Electric, Inc. | Purchase
UNSEDG-04694 | 86409 | PV (Photovoltaic) | 6.27 | 12142 | Residential | Non-Incentive | 3 - Installed | 2020-10-06 | 2020-10-13 | 2020-12-10 | 31350 | 15675 | Empire Solar Group | Purchase
UNSEDG-04615 | 86401 | PV (Photovoltaic) | 6.4 | 10367 | Residential | Non-Incentive | 3 - Installed | 2020-09-14 | 2020-09-18 | 2020-12-15 | 16071 | 3870 | Wise Electric, Inc. | Purchase
UNSEDG-04668 | 86404 | PV (Photovoltaic) | 19.8 | 33519 | Residential | Non-Incentive | 3 - Installed | 2020-09-28 | 2020-10-06 | 2020-12-15 | 56044 | 11208.8 | Esmay Electric, Inc. | Purchase
UNSEDG-04675 | 86401 | PV (Photovoltaic) | 6.2 | 12346 | Residential | Non-Incentive | 3 - Installed | 2020-09-29 | 2020-10-06 | 2020-12-15 | 15800 | 1000 | Angle Solar | Purchase
UNSEDG-04705 | 86406 | PV (Photovoltaic) | 5.4 | 9716 | Residential | Non-Incentive | 3 - Installed | 2020-10-13 | 2020-10-30 | 2020-12-15 | 19300 | 10000 | Mohave Solar | Purchase
UNSEDG-04728 | 86401 | PV (Photovoltaic) | 5.27 | 10387 | Residential | Non-Incentive | 3 - Installed | 2020-10-27 | 2020-10-30 | 2020-12-15 | 13900 | 1000 | Angle Solar | Purchase
UNSEDG-04489 | 86406 | PV (Photovoltaic) | 14.255 | 25226 | Residential | Non-Incentive | 3 - Installed | 2020-06-08 | 2020-06-10 | 2020-12-16 | 41810.75 | 8362.15 | Esmay Electric, Inc. | Purchase
UNSEDG-04584 | 86404 | PV (Photovoltaic) | 19.8 | 37835 | Residential | Non-Incentive | 3 - Installed | 2020-08-21 | 2020-09-03 | 2020-12-16 | 54028 | 10805.6 | Havasu Solar | Purchase
UNSEDG-04676 | 86401 | PV (Photovoltaic) | 6.2 | 12158 | Residential | Non-Incentive | 3 - Installed | 2020-09-29 | 2020-10-06 | 2020-12-16 | 15800 | 1000 | Angle Solar | Purchase
UNSEDG-04729 | 86401 | PV (Photovoltaic) | 8.99 | 17607 | Residential | Non-Incentive | 3 - Installed | 2020-10-27 | 2020-11-02 | 2020-12-16 | 22300 | 1000 | Angle Solar | Purchase
UNSEDG-04712 | 86406 | PV (Photovoltaic) | 15.12 | 26835 | Residential | Non-Incentive | 3 - Installed | 2020-10-17 | 2020-10-30 | 2020-12-17 | 51547.2 | 10309.44 | Esmay Electric, Inc. | Purchase
UNSEDG-04772 | 86403 | PV (Photovoltaic) | 11.39 | 19453 | Residential | Non-Incentive | 3 - Installed | 2020-11-17 | 2020-11-25 | 2020-12-17 | 29955.7 | 5991.14 | Esmay Electric, Inc. | Purchase
UNSEDG-04677 | 86406 | PV (Photovoltaic) | 20.88 | 35684 | Residential | Non-Incentive | 3 - Installed | 2020-09-29 | 2020-10-06 | 2020-12-18 | 58046.4 | 11609.28 | Esmay Electric, Inc. | Purchase
UNSEDG-04707 | 86403 | PV (Photovoltaic) | 15.41 | 24708 | Residential | Non-Incentive | 3 - Installed | 2020-10-15 | 2020-11-02 | 2020-12-22 | 34540.94 | 2000 | Icon Power | Purchase
UNSEDG-04605 | 86406 | PV (Photovoltaic) | 13.32 | 23103 | Residential | Non-Incentive | 3 - Installed | 2020-09-04 | 2020-09-09 | 2020-12-23 | 43956 | 8791.2 | Esmay Electric, Inc. | Purchase
UNSEDG-04611 | 86426 | PV (Photovoltaic) | 9.57 | 16923 | Residential | Non-Incentive | 3 - Installed | 2020-09-09 | 2020-09-16 | 2020-12-23 | 29097 | 5819.4 | Havasu Solar | Purchase
UNSEDG-04626 | 85646 | PV (Photovoltaic) | 12.765 | 24146 | Residential | Non-Incentive | 3 - Installed | 2020-09-16 | 2020-09-23 | 2020-12-23 | 40548 | 10133.25 | The Solar Store | Purchase
UNSEDG-04646 | 86406 | PV (Photovoltaic) | 9.99 | 17882 | Residential | Non-Incentive | 3 - Installed | 2020-09-21 | 2020-10-05 | 2020-12-23 | 31490 | 3149 | Streamline Solar Power Systems | Purchase
UNSEDG-04655 | 86406 | PV (Photovoltaic) | 21.6 | 37371 | Residential | Non-Incentive | 3 - Installed | 2020-09-24 | 2020-10-05 | 2020-12-23 | 90000 | 18000 | Esmay Electric, Inc. | Purchase
UNSEDG-04662 | 86403 | PV (Photovoltaic) | 5.52 | 10063 | Residential | Non-Incentive | 3 - Installed | 2020-09-25 | 2020-10-05 | 2020-12-23 | 5000 | 1500 | Self Install | Purchase
UNSEDG-04711 | 86403 | PV (Photovoltaic) | 4.251 | 7588 | Residential | Non-Incentive | 3 - Installed | 2020-10-16 | 2020-10-30 | 2020-12-23 | 11180.12 | 2236.02 | Esmay Electric, Inc. | Purchase
UNSEDG-04618 | 86403 | PV (Photovoltaic) | 9.57 | 18351 | Residential | Non-Incentive | 3 - Installed | 2020-09-14 | 2020-09-21 | 2020-12-28 | 31513 | 6302.6 | Havasu Solar | Purchase
UNSEDG-04688 | 86406 | PV (Photovoltaic) | 11.47 | 21162 | Residential | Non-Incentive | 3 - Installed | 2020-10-02 | 2020-10-12 | 2020-12-28 | 30000 | 10000 | Mohave Solar | Purchase
UNSEDG-04708 | 86401 | PV (Photovoltaic) | 2.48 | 4762 | Residential | Non-Incentive | 3 - Installed | 2020-10-15 | 2020-11-02 | 2020-12-28 | 9979 | 2412 | Wise Electric, Inc. | Purchase
UNSEDG-04722 | 86406 | PV (Photovoltaic) | 13.125 | 23605 | Residential | Non-Incentive | 3 - Installed | 2020-10-22 | 2020-10-30 | 2020-12-28 | 36225 | 10000 | Mohave Solar | Purchase
UNSEDG-04485 | 86404 | PV (Photovoltaic) | 16.28 | 29301 | Residential | Non-Incentive | 3 - Installed | 2020-06-05 | 2020-06-10 | 2020-12-29 | 44770 | 10000 | Mohave Solar | Purchase
UNSEDG-04578 | 86403 | PV (Photovoltaic) | 10.56 | 20224 | Residential | Non-Incentive | 3 - Installed | 2020-08-20 | 2020-09-03 | 2020-12-29 | 36900 | 7380 | Havasu Solar | Purchase
UNSEDG-04580 | 86406 | PV (Photovoltaic) | 2.97 | 4915 | Residential | Non-Incentive | 3 - Installed | 2020-08-20 | 2020-09-09 | 2020-12-29 | 4500 | 900 | Havasu Solar | Purchase
UNSEDG-04636 | 86406 | PV (Photovoltaic) | 9.76 | 16699 | Residential | Non-Incentive | 3 - Installed | 2020-09-17 | 2020-09-23 | 2020-12-29 | 32926 | 9877.8 | SUNUP AMERICA | Purchase
UNSEDG-04702 | 86404 | PV (Photovoltaic) | 7.2 | 12504 | Residential | Non-Incentive | 3 - Installed | 2020-10-09 | 2020-10-14 | 2020-12-29 | 21456 | 4291.2 | Esmay Electric, Inc. | Purchase
UNSEDG-04703 | 86403 | PV (Photovoltaic) | 14.4 | 23144 | Residential | Non-Incentive | 3 - Installed | 2020-10-12 | 2020-10-20 | 2020-12-29 | 47664 | 9532.8 | Esmay Electric, Inc. | Purchase
UNSEDG-04715 | 86406 | PV (Photovoltaic) | 8.64 | 14406 | Residential | Non-Incentive | 3 - Installed | 2020-10-20 | 2020-10-30 | 2020-12-29 | 24269.2 | 4853.84 | Esmay Electric, Inc. | Purchase
UNSEDG-04727 | 86406 | PV (Photovoltaic) | 9 | 16696 | Residential | Non-Incentive | 3 - Installed | 2020-10-23 | 2020-10-30 | 2020-12-29 | 21438 | 10000 | Mohave Solar | Purchase
UNSEDG-04737 | 86401 | PV (Photovoltaic) | 13.08 | 20382 | Residential | Non-Incentive | 3 - Installed | 2020-11-02 | 2020-11-12 | 2020-12-29 | 40024.8 | 8004.96 | Esmay Electric, Inc. | Purchase
UNSEDG-04550 | 86404 | PV (Photovoltaic) | 8.91 | 17141 | Residential | Non-Incentive | 3 - Installed | 2020-08-04 | 2020-08-14 | 2020-12-30 | 30714 | 6142.8 | Havasu Solar | Purchase
UNSEDG-04771 | 86401 | PV (Photovoltaic) | 8.96 | 16793 | Residential | Non-Incentive | 3 - Installed | 2020-11-17 | 2020-11-25 | 2020-12-30 | 27251 | 7526 | Wise Electric, Inc. | Purchase
UNSEDG-04506 | 86444 | PV (Photovoltaic) | 10.22 | 18215 | Residential | Non-Incentive | 3 - Installed | 2020-06-26 | 2020-07-06 | 2020-12-31 | 24000 | 7200 | Tri State Solar & Wind Corp. | Purchase
UNSEDG-04574 | 86406 | PV (Photovoltaic) | 4.8 | 8725 | Residential | Non-Incentive | 3 - Installed | 2020-08-18 | 2020-09-03 | 2021-01-04 | 16000 | 3000 | Burro Electric | Purchase
UNSEDG-04701 | 86404 | PV (Photovoltaic) | 11.725 | 20824 | Residential | Non-Incentive | 3 - Installed | 2020-10-09 | 2020-10-14 | 2021-01-04 | 30836.75 | 6167.35 | Esmay Electric, Inc. | Purchase
UNSEDG-04720 | 86403 | PV (Photovoltaic) | 4.69 | 7831 | Residential | Non-Incentive | 3 - Installed | 2020-10-29 | 2020-11-02 | 2021-01-05 | 13834.7 | 2766.94 | Esmay Electric, Inc. | Purchase
UNSEDG-04633 | 86426 | PV (Photovoltaic) | 5.44 | 10340 | Residential | Non-Incentive | 3 - Installed | 2020-09-17 | 2020-10-05 | 2021-01-06 | 15993.6 | 2000 | Burro Electric | Purchase
UNSEDG-04725 | 86401 | PV (Photovoltaic) | 5.232 | 9585 | Residential | Non-Incentive | 3 - Installed | 2020-10-23 | 2020-10-30 | 2021-01-08 | 14036.95 | 2807.39 | Esmay Electric, Inc. | Purchase
UNSEDG-04652 | 85648 | PV (Photovoltaic) | 9.57 | 15904 | Residential | Non-Incentive | 3 - Installed | 2020-09-23 | 2020-10-05 | 2021-01-14 | 41867 | 12560.1 | SUNUP AMERICA | Purchase
UNSEDG-04726 | 86404 | PV (Photovoltaic) | 18 | 32388 | Residential | Non-Incentive | 3 - Installed | 2020-10-23 | 2020-10-30 | 2021-01-14 | 47052 | 10000 | Mohave Solar | Purchase
UNSEDG-04746 | 86403 | PV (Photovoltaic) | 7.44 | 13948 | Residential | Non-Incentive | 3 - Installed | 2020-11-04 | 2020-11-12 | 2021-01-14 | 21536 | 5100 | Wise Electric, Inc. | Purchase
UNSEDG-04747 | 85621 | PV (Photovoltaic) | 15.275 | 24092 | Residential | Non-Incentive | 3 - Installed | 2020-11-06 | 2020-12-10 | 2021-01-14 | 52699 | 2000 | Icon Power | Purchase
UNSEDG-04753 | 86406 | PV (Photovoltaic) | 23.8 | 42371 | Residential | Non-Incentive | 3 - Installed | 2020-11-09 | 2020-11-13 | 2021-01-14 | 70233 | 14046.6 | Havasu Solar | Purchase
UNSEDG-04755 | 86401 | PV (Photovoltaic) | 6.66 | 11241 | Residential | Non-Incentive | 3 - Installed | 2020-11-10 | 2020-11-18 | 2021-01-14 | 25000 | 7500 | SUNUP AMERICA | Purchase
UNSEDG-04761 | 86409 | PV (Photovoltaic) | 7.54 | 13315 | Residential | Non-Incentive | 3 - Installed | 2020-11-11 | 2020-11-13 | 2021-01-14 | 24200 | 7260 | SUNUP AMERICA | Purchase
UNSEDG-04740 | 86438 | PV (Photovoltaic) | 6.6 | 11443 | Residential | Non-Incentive | 3 - Installed | 2020-11-03 | 2020-11-25 | 2021-01-15 | 20491 | 4098.2 | Havasu Solar | Purchase
UNSEDG-04754 | 86406 | PV (Photovoltaic) | 15.12 | 26724 | Residential | Non-Incentive | 3 - Installed | 2020-11-09 | 2020-11-13 | 2021-01-19 | 50047.2 | 10009.44 | Esmay Electric, Inc. | Purchase
UNSEDG-04758 | 86401 | PV (Photovoltaic) | 8.99 | 17863 | Residential | Non-Incentive | 3 - Installed | 2020-11-11 | 2020-11-13 | 2021-01-19 | 23200 | 1000 | Angle Solar | Purchase
UNSEDG-04759 | 86401 | PV (Photovoltaic) | 4.03 | 7903 | Residential | Non-Incentive | 3 - Installed | 2020-11-11 | 2020-11-13 | 2021-01-19 | 11200 | 1000 | Angle Solar | Purchase
UNSEDG-04692 | 86403 | PV (Photovoltaic) | 7.8 | 13928 | Residential | Non-Incentive | 3 - Installed | 2020-10-05 | 2020-10-13 | 2021-01-20 | 31176.47 | 2500 | Titan Solar Power | Purchase
UNSEDG-04730 | 86406 | PV (Photovoltaic) | 14.43 | 26490 | Residential | Non-Incentive | 3 - Installed | 2020-10-27 | 2020-11-02 | 2021-01-20 | 45980 | 4598 | Streamline Solar Power Systems | Purchase
UNSEDG-04645 | 86409 | PV (Photovoltaic) | 5.31 | 9018 | Residential | Non-Incentive | 3 - Installed | 2020-09-21 | 2020-10-05 | 2021-01-22 | 21490 | 6447 | SUNUP AMERICA | Purchase
UNSEDG-04653 | 85648 | PV (Photovoltaic) | 11.16 | 19021 | Residential | Non-Incentive | 3 - Installed | 2020-09-23 | 2020-10-05 | 2021-01-22 | 46538 | 2500 | Titan Solar Power | Purchase
UNSEDG-04697 | 85648 | PV (Photovoltaic) | 11.2 | 20070 | Residential | Non-Incentive | 3 - Installed | 2020-10-07 | 2020-10-30 | 2021-01-22 | 57593 | 12569 | Odin Energy | Purchase
UNSEDG-04732 | 86409 | PV (Photovoltaic) | 7.68 | 14982 | Residential | Non-Incentive | 3 - Installed | 2020-10-28 | 2020-11-02 | 2021-01-22 | 28017.84 | 3000 | Burro Electric | Purchase
UNSEDG-04749 | 86401 | PV (Photovoltaic) | 5.27 | 10387 | Residential | Non-Incentive | 3 - Installed | 2020-11-06 | 2020-11-12 | 2021-01-22 | 13900 | 1000 | Angle Solar | Purchase
UNSEDG-04765 | 86404 | PV (Photovoltaic) | 14.835 | 26724 | Residential | Non-Incentive | 3 - Installed | 2020-11-12 | 2020-11-18 | 2021-01-22 | 49103.85 | 9820.77 | Esmay Electric, Inc. | Purchase
UNSEDG-04796 | 86404 | PV (Photovoltaic) | 8.829 | 15446 | Residential | Non-Incentive | 3 - Installed | 2020-12-04 | 2020-12-17 | 2021-01-22 | 24337.37 | 4467.47 | Esmay Electric, Inc. | Purchase
UNSEDG-04816 | 86401 | PV (Photovoltaic) | 7.4 | 11997 | Residential | Non-Incentive | 3 - Installed | 2020-12-21 | 2020-12-24 | 2021-01-22 | 14600 | 4380 | Tri State Solar & Wind Corp. | Purchase
UNSEDG-04643 | 86403 | PV (Photovoltaic) | 11.78 | 20310 | Residential | Non-Incentive | 3 - Installed | 2020-09-18 | 2020-10-30 | 2021-01-25 | 48811.84 | 2622 | Solgen Power LLC | Purchase
UNSEDG-04693 | 86406 | PV (Photovoltaic) | 7.59 | 13351 | Residential | Non-Incentive | 3 - Installed | 2020-10-05 | 2020-10-13 | 2021-01-25 | 34156 | 17078 | Empire Solar Group | Purchase
UNSEDG-04735 | 86406 | PV (Photovoltaic) | 8.64 | 15362 | Residential | Non-Incentive | 3 - Installed | 2020-10-30 | 2020-11-11 | 2021-01-25 | 29398.4 | 5879.68 | Esmay Electric, Inc. | Purchase
UNSEDG-04752 | 86403 | PV (Photovoltaic) | 6.12 | 11651 | Residential | Non-Incentive | 3 - Installed | 2020-11-09 | 2020-11-13 | 2021-01-26 | 19600 | 3920 | Havasu Solar | Purchase
UNSEDG-04760 | 86403 | PV (Photovoltaic) | 8.175 | 13570 | Residential | Non-Incentive | 3 - Installed | 2020-11-11 | 2020-11-13 | 2021-01-26 | 22836.75 | 4567.35 | Esmay Electric, Inc. | Purchase
UNSEDG-04690 | 86401 | PV (Photovoltaic) | 6.2 | 12173 | Residential | Non-Incentive | 3 - Installed | 2020-10-05 | 2020-11-12 | 2021-01-27 | 15800 | 5800 | Angle Solar | Purchase
UNSEDG-04748 | 86401 | PV (Photovoltaic) | 6.2 | 11232 | Residential | Non-Incentive | 3 - Installed | 2020-11-06 | 2020-11-12 | 2021-01-27 | 15800 | 1000 | Angle Solar | Purchase
UNSEDG-04775 | 86404 | PV (Photovoltaic) | 4.08 | 7798 | Residential | Non-Incentive | 3 - Installed | 2020-11-18 | 2020-11-25 | 2021-01-27 | 13964 | 2792.8 | Havasu Solar | Purchase
UNSEDG-04790 | 86406 | PV (Photovoltaic) | 12.96 | 23319 | Residential | Non-Incentive | 3 - Installed | 2020-12-01 | 2020-12-09 | 2021-01-27 | 34344 | 10000 | Mohave Solar | Purchase
UNSEDG-04614 | 86406 | PV (Photovoltaic) | 5.525 | 10582 | Residential | Non-Incentive | 3 - Installed | 2020-09-14 | 2020-10-14 | 2021-01-28 | 25611 | 2500 | Titan Solar Power | Purchase
UNSEDG-04743 | 86409 | PV (Photovoltaic) | 5.76 | 9804 | Residential | Non-Incentive | 3 - Installed | 2020-11-04 | 2020-11-12 | 2021-01-29 | 19370.36 | 3000 | Burro Electric | Purchase
UNSEDG-04778 | 86401 | PV (Photovoltaic) | 4.03 | 8024 | Residential | Non-Incentive | 3 - Installed | 2020-11-21 | 2020-11-25 | 2021-01-29 | 11600 | 1000 | Angle Solar | Purchase
UNSEDG-04780 | 86401 | PV (Photovoltaic) | 7.04 | 11615 | Residential | Non-Incentive | 3 - Installed | 2020-11-23 | 2020-12-09 | 2021-01-29 | 28160 | 3000 | Burro Electric | Purchase
UNSEDG-04787 | 86401 | PV (Photovoltaic) | 9 | 15683 | Residential | Non-Incentive | 3 - Installed | 2020-11-24 | 2020-12-09 | 2021-01-29 | 35265.5 | 3000 | Burro Electric | Purchase
UNSEDG-04467 | 85621 | PV (Photovoltaic) | 9.9 | 18099 | Residential | Non-Incentive | 3 - Installed | 2020-05-26 | 2020-08-04 | 2021-02-01 | 45706 | 2500 | Titan Solar Power | Purchase
UNSEDG-04648 | 85748 | PV (Photovoltaic) | 8.91 | 16475 | Residential | Non-Incentive | 3 - Installed | 2020-09-21 | 2020-10-13 | 2021-02-01 | 30480 | 2500 | Titan Solar Power | Purchase
UNSEDG-04709 | 86406 | PV (Photovoltaic) | 6.6 | 11644 | Residential | Non-Incentive | 3 - Installed | 2020-10-15 | 2020-11-02 | 2021-02-01 | 15000 | 0 |  | Purchase
UNSEDG-04734 | 85648 | PV (Photovoltaic) | 5.76 | 10155 | Residential | Non-Incentive | 3 - Installed | 2020-10-29 | 2020-11-02 | 2021-02-01 | 33650 | 10000 | Odin Energy | Purchase
UNSEDG-04783 | 86404 | PV (Photovoltaic) | 10.4 | 18450 | Residential | Non-Incentive | 3 - Installed | 2020-11-23 | 2020-12-10 | 2021-02-01 | 32000 | 5000 |  | Purchase
UNSEDG-04785 | 86404 | PV (Photovoltaic) | 14.715 | 25370 | Residential | Non-Incentive | 3 - Installed | 2020-11-24 | 2020-12-09 | 2021-02-01 | 38728.95 | 7745.79 | Esmay Electric, Inc. | Purchase
UNSEDG-04686 | 86429 | PV (Photovoltaic) | 14.79 | 24702 | Residential | Non-Incentive | 3 - Installed | 2020-10-01 | 2020-10-12 | 2021-02-03 | 46000 | 13800 | SUNUP AMERICA | Purchase
UNSEDG-04609 | 86413 | PV (Photovoltaic) | 398.16 | 728335 | Non-Residential | Non-Incentive | 3 - Installed | 2020-09-09 | 2020-11-24 | 2021-02-04 | 828172.8 | 73000 | Sun Valley Solar Solutions | Purchase
UNSEDG-04638 | 86406 | PV (Photovoltaic) | 5.85 | 10753 | Residential | Non-Incentive | 3 - Installed | 2020-09-18 | 2020-09-23 | 2021-02-04 | 24790.85 | 2500 | Titan Solar Power | Purchase
UNSEDG-04723 | 86406 | PV (Photovoltaic) | 9.75 | 18413 | Residential | Non-Incentive | 3 - Installed | 2020-10-22 | 2020-10-30 | 2021-02-04 | 29162 | 2500 | Titan Solar Power | Purchase
UNSEDG-04784 | 86401 | PV (Photovoltaic) | 5.58 | 10996 | Residential | Non-Incentive | 3 - Installed | 2020-11-24 | 2020-12-10 | 2021-02-04 | 14500 | 1000 | Angle Solar | Purchase
UNSEDG-04793 | 86406 | PV (Photovoltaic) | 8.829 | 15303 | Residential | Non-Incentive | 3 - Installed | 2020-12-02 | 2020-12-10 | 2021-02-05 | 23911.72 | 4782.34 | Esmay Electric, Inc. | Purchase
UNSEDG-02913 | 85621 | PV (Photovoltaic) | 70.08 | 117914 | Non-Residential | Non-Incentive | 3 - Installed | 2020-02-04 |  | 2021-02-10 | 143497 | 20000 | Overland Contracting, Inc. (OCI) | Purchase
UNSEDG-04789 | 86401 | PV (Photovoltaic) | 4.03 | 6652 | Residential | Non-Incentive | 3 - Installed | 2020-11-30 | 2020-12-09 | 2021-02-10 | 12000 | 1000 | Angle Solar | Purchase
UNSEDG-04799 | 86404 | PV (Photovoltaic) | 8 | 14005 | Residential | Non-Incentive | 3 - Installed | 2020-12-09 | 2020-12-17 | 2021-02-10 | 21517 | 2151.7 | Streamline Solar Power Systems | Purchase
UNSEDG-04810 | 86403 | PV (Photovoltaic) | 8.7 | 15020 | Residential | Non-Incentive | 3 - Installed | 2020-12-16 | 2020-12-24 | 2021-02-10 | 31539 | 9461.7 | SUNUP AMERICA | Purchase
UNSEDG-04616 | 86406 | PV (Photovoltaic) | 15.17 | 26950 | Residential | Non-Incentive | 3 - Installed | 2020-09-14 | 2020-09-21 | 2021-02-11 | 41852 | 4185.2 | Streamline Solar Power Systems | Purchase
UNSEDG-04721 | 86406 | PV (Photovoltaic) | 17.658 | 30320 | Residential | Non-Incentive | 3 - Installed | 2020-10-22 | 2020-10-30 | 2021-02-11 | 60437.2 | 12087.44 | Esmay Electric, Inc. | Lease
UNSEDG-04724 | 85648 | PV (Photovoltaic) | 6.93 | 13146 | Residential | Non-Incentive | 3 - Installed | 2020-10-22 | 2020-10-30 | 2021-02-11 | 31116 | 2500 | Titan Solar Power | Purchase
UNSEDG-04738 | 86403 | PV (Photovoltaic) | 8.91 | 15828 | Non-Residential | Non-Incentive | 3 - Installed | 2020-11-03 | 2020-11-13 | 2021-02-11 | 22196 | 4439.2 | Havasu Solar | Purchase
UNSEDG-04773 | 86403 | PV (Photovoltaic) | 4.83 | 8780 | Residential | Non-Incentive | 3 - Installed | 2021-02-10 | 2020-11-25 | 2021-02-11 | 14973 | 2994.6 | Esmay Electric, Inc. | Purchase
UNSEDG-04782 | 86406 | PV (Photovoltaic) | 12.4 | 21340 | Residential | Non-Incentive | 3 - Installed | 2020-11-23 | 2020-12-09 | 2021-02-11 | 36270 | 3627 | Streamline Solar Power Systems | Purchase
UNSEDG-04786 | 86406 | PV (Photovoltaic) | 9.6 | 17504 | Residential | Non-Incentive | 3 - Installed | 2020-11-24 | 2020-12-09 | 2021-02-11 | 48960 | 4896 | Streamline Solar Power Systems | Purchase
UNSEDG-04827 | 86403 | PV (Photovoltaic) | 14.4 | 26025 | Residential | Non-Incentive | 3 - Installed | 2020-12-31 | 2021-01-05 | 2021-02-12 | 42940 | 4294 | Streamline Solar Power Systems | Purchase
UNSEDG-04583 | 86401 | PV (Photovoltaic) | 6.2 | 12158 | Residential | Non-Incentive | 3 - Installed | 2020-08-21 | 2020-09-03 | 2021-02-16 | 15800 | 1000 | Angle Solar | Purchase
UNSEDG-04731 | 86406 | PV (Photovoltaic) | 9.9 | 17185 | Residential | Non-Incentive | 3 - Installed | 2020-10-27 | 2020-11-02 | 2021-02-16 | 26646 | 5329.2 | Havasu Solar | Purchase
UNSEDG-04795 | 86406 | PV (Photovoltaic) | 13.6 | 24086 | Residential | Non-Incentive | 3 - Installed | 2020-12-03 | 2020-12-10 | 2021-02-16 | 34194 | 3419.4 | Streamline Solar Power Systems | Purchase
UNSEDG-04845 | 86401 | PV (Photovoltaic) | 4.03 | 7903 | Residential | Non-Incentive | 3 - Installed | 2021-01-08 | 2021-01-22 | 2021-02-16 | 11600 | 1000 | Angle Solar | Purchase
UNSEDG-04831 | 86403 | PV (Photovoltaic) | 17.28 | 31438 | Residential | Non-Incentive | 3 - Installed | 2021-01-04 | 2021-01-05 | 2021-02-17 | 50000 | 10000 | Mohave Solar | Purchase
UNSEDG-04685 | 85648 | PV (Photovoltaic) | 8.125 | 14545 | Residential | Non-Incentive | 3 - Installed | 2020-10-01 | 2020-10-08 | 2021-02-18 | 31769 | 2500 | Titan Solar Power | Purchase
UNSEDG-04745 | 86404 | PV (Photovoltaic) | 14.715 | 25398 | Residential | Non-Incentive | 3 - Installed | 2020-11-04 | 2020-11-12 | 2021-02-18 | 50031 | 10006.2 | Esmay Electric, Inc. | Lease
UNSEDG-04814 | 85648 | PV (Photovoltaic) | 5.85 | 10072 | Residential | Non-Incentive | 3 - Installed | 2020-12-18 | 2020-12-24 | 2021-02-18 | 21060 | 2000 | Icon Power | Purchase
UNSEDG-04696 | 86404 | PV (Photovoltaic) | 15.37 | 26323 | Residential | Non-Incentive | 3 - Installed | 2020-10-07 | 2020-10-13 | 2021-02-19 | 50752 | 15225.6 | SUNUP AMERICA | Purchase
UNSEDG-04717 | 86403 | PV (Photovoltaic) | 12.21 | 21010 | Residential | Non-Incentive | 3 - Installed | 2020-10-21 | 2020-10-30 | 2021-02-19 | 47162 | 1000 | AZ Sun Services | Purchase
UNSEDG-04763 | 86409 | PV (Photovoltaic) | 7.93 | 14871 | Residential | Non-Incentive | 3 - Installed | 2020-11-12 | 2020-11-18 | 2021-02-19 | 33315.38 | 4000 | Southwest Electrical Contractors Inc. | Purchase
UNSEDG-04811 | 86406 | PV (Photovoltaic) | 9.62 | 16807 | Residential | Non-Incentive | 3 - Installed | 2020-12-17 | 2020-12-24 | 2021-02-22 | 19240 | 5772 | Tri State Solar & Wind Corp. | Purchase
UNSEDG-04683 | 86401 | PV (Photovoltaic) | 4.03 | 7903 | Residential | Non-Incentive | 3 - Installed | 2020-10-01 | 2020-10-08 | 2021-02-23 | 11600 | 1000 | Angle Solar | Purchase
UNSEDG-04808 | 86403 | PV (Photovoltaic) | 7.82 | 13987 | Residential | Non-Incentive | 3 - Installed | 2020-12-15 | 2020-12-18 | 2021-02-23 | 23775 | 4755 | Havasu Solar | Purchase
UNSEDG-04817 | 86406 | PV (Photovoltaic) | 10.385 | 17648 | Residential | Non-Incentive | 3 - Installed | 2020-12-23 | 2021-01-05 | 2021-02-23 | 34420.45 | 6884.09 | Esmay Electric, Inc. | Purchase
UNSEDG-04844 | 86401 | PV (Photovoltaic) | 14.8 | 27253 | Residential | Non-Incentive | 3 - Installed | 2021-01-08 | 2021-01-22 | 2021-02-23 | 42170 | 4217 | Streamline Solar Power Systems | Purchase
UNSEDG-04859 | 86406 | PV (Photovoltaic) | 10.08 | 18137 | Residential | Non-Incentive | 3 - Installed | 2021-01-14 | 2021-01-25 | 2021-02-23 | 27700 | 10000 | Mohave Solar | Purchase
UNSEDG-04706 | 86426 | PV (Photovoltaic) | 6.6 | 10797 | Residential | Non-Incentive | 3 - Installed | 2020-10-14 | 2020-10-30 | 2021-02-24 | 34900 | 2500 | Titan Solar Power | Purchase
UNSEDG-04823 | 86401 | PV (Photovoltaic) | 5.27 | 10299 | Residential | Non-Incentive | 3 - Installed | 2020-12-30 | 2021-01-07 | 2021-03-01 | 13900 | 1000 | Angle Solar | Purchase
UNSEDG-04840 | 86403 | PV (Photovoltaic) | 6.7 | 11580 | Residential | Non-Incentive | 3 - Installed | 2021-01-08 | 2021-01-22 | 2021-03-01 | 19121 | 3824.2 | Esmay Electric, Inc. | Purchase
UNSEDG-04841 | 86406 | PV (Photovoltaic) | 9.045 | 15545 | Residential | Non-Incentive | 3 - Installed | 2021-01-08 | 2021-01-22 | 2021-03-01 | 30172.65 | 6034.53 | Esmay Electric, Inc. | Purchase
UNSEDG-04774 | 86406 | PV (Photovoltaic) | 9.44 | 16105 | Residential | Non-Incentive | 3 - Installed | 2020-11-18 | 2020-11-25 | 2021-03-02 | 32292 | 2500 | Freedom Forever | Purchase
UNSEDG-04807 | 86406 | PV (Photovoltaic) | 5.44 | 10182 | Residential | Non-Incentive | 3 - Installed | 2020-12-18 | 2020-12-18 | 2021-03-02 | 16540 | 3308 | Havasu Solar | Purchase
UNSEDG-04826 | 86406 | PV (Photovoltaic) | 15.48 | 27854 | Residential | Non-Incentive | 3 - Installed | 2020-12-31 | 2021-01-05 | 2021-03-02 | 38745 | 10000 | Mohave Solar | Purchase
UNSEDG-04830 | 86406 | PV (Photovoltaic) | 10.8 | 19433 | Residential | Non-Incentive | 3 - Installed | 2021-01-04 | 2021-01-11 | 2021-03-02 | 34595 | 10000 | Mohave Solar | Purchase
UNSEDG-04849 | 86406 | PV (Photovoltaic) | 22.68 | 40809 | Residential | Non-Incentive | 3 - Installed | 2021-01-11 | 2021-02-02 | 2021-03-03 | 46800 | 10000 | Mohave Solar | Purchase
UNSEDG-04679 | 86441 | PV (Photovoltaic) | 4.03 | 7229 | Residential | Non-Incentive | 3 - Installed | 2020-09-30 | 2020-10-06 | 2021-03-04 | 20192.83 | 926.9 | Solgen Power LLC | Purchase
UNSEDG-04704 | 86409 | PV (Photovoltaic) | 12.6 | 23794 | Residential | Non-Incentive | 3 - Installed | 2020-10-13 | 2020-10-30 | 2021-03-04 | 42200 | 8820 | Desert Edge Electric LLC | Purchase
UNSEDG-04833 | 86404 | PV (Photovoltaic) | 16.023 | 28901 | Residential | Non-Incentive | 3 - Installed | 2021-01-05 | 2021-01-15 | 2021-03-04 | 54478.2 | 10895.64 | Esmay Electric, Inc. | Lease
UNSEDG-04835 | 86409 | PV (Photovoltaic) | 5.12 | 9888 | Residential | Non-Incentive | 3 - Installed | 2021-01-07 | 2021-01-13 | 2021-03-04 | 14873 | 3500 | Wise Electric, Inc. | Purchase
UNSEDG-04851 | 86404 | PV (Photovoltaic) | 8.64 | 15461 | Residential | Non-Incentive | 3 - Installed | 2021-01-11 | 2021-01-22 | 2021-03-04 | 28598.4 | 5719.68 | Esmay Electric, Inc. | Purchase
UNSEDG-04870 | 86401 | PV (Photovoltaic) | 7.44 | 14816 | Residential | Non-Incentive | 3 - Installed | 2021-01-21 | 2021-02-05 | 2021-03-04 | 18000 | 1000 | Angle Solar | Purchase
UNSEDG-04875 | 86406 | PV (Photovoltaic) | 13.32 | 22793 | Residential | Non-Incentive | 3 - Installed | 2021-01-26 | 2021-02-05 | 2021-03-04 | 45589.2 | 9117.84 | Esmay Electric, Inc. | Purchase
UNSEDG-04887 | 86404 | PV (Photovoltaic) | 15.12 | 25527 | Residential | Non-Incentive | 3 - Installed | 2021-02-03 | 2021-02-12 | 2021-03-04 | 52847.2 | 10569.44 | Esmay Electric, Inc. | Purchase
UNSEDG-04639 | 86406 | PV (Photovoltaic) | 16.75 | 30298 | Residential | Non-Incentive | 3 - Installed | 2020-09-18 | 2020-09-30 | 2021-03-08 | 44052.5 | 8810.5 | Esmay Electric, Inc. | Purchase
UNSEDG-04857 | 86404 | PV (Photovoltaic) | 10.8 | 18823 | Residential | Non-Incentive | 3 - Installed | 2021-01-12 | 2021-01-25 | 2021-03-08 | 30024 | 6004.8 | Esmay Electric, Inc. | Purchase
UNSEDG-04742 | 86429 | PV (Photovoltaic) | 19.14 | 34614 | Residential | Non-Incentive | 3 - Installed | 2020-11-04 | 2020-11-12 | 2021-03-10 | 58193 | 11638.6 | Havasu Solar | Purchase
UNSEDG-04664 | 86401 | PV (Photovoltaic) | 18.24 | 33476 | Residential | Non-Incentive | 3 - Installed | 2020-09-28 | 2020-10-06 | 2021-03-11 | 60000 | 20000 | APO Electrical | Purchase
UNSEDG-04815 | 86404 | PV (Photovoltaic) | 6.67 | 11446 | Residential | Non-Incentive | 3 - Installed | 2020-12-18 | 2020-12-24 | 2021-03-11 | 29680 | 8904 | SUNUP AMERICA | Purchase
UNSEDG-04718 | 85621 | PV (Photovoltaic) | 5.61 | 9897 | Residential | Non-Incentive | 3 - Installed | 2020-10-21 | 2020-10-30 | 2021-03-12 | 26200.51 | 2500 | Titan Solar Power | Purchase
UNSEDG-04824 | 86404 | PV (Photovoltaic) | 9.18 | 17330 | Residential | Non-Incentive | 3 - Installed | 2020-12-30 | 2021-01-15 | 2021-03-12 | 31196 | 6239.2 | Havasu Solar | Purchase
UNSEDG-04866 | 86401 | PV (Photovoltaic) | 7.44 | 14816 | Residential | Non-Incentive | 3 - Installed | 2021-01-19 | 2021-01-25 | 2021-03-15 | 18000 | 1000 | Angle Solar | Purchase
UNSEDG-04534 | 85648 | PV (Photovoltaic) | 5.1 | 8290 | Residential | Non-Incentive | 3 - Installed | 2020-07-21 | 2020-08-04 | 2021-03-17 | 24243.6 | 1173 | Solgen Power LLC | Purchase
UNSEDG-04687 | 86413 | PV (Photovoltaic) | 11.7 | 22881 | Residential | Non-Incentive | 3 - Installed | 2020-10-02 | 2020-10-12 | 2021-03-17 | 47105.88 | 2500 | Titan Solar Power | Purchase
UNSEDG-04691 | 86426 | PV (Photovoltaic) | 11.52 | 19202 | Residential | Non-Incentive | 3 - Installed | 2020-10-05 | 2020-10-30 | 2021-03-17 | 30000 | 3000 | Burro Electric | Purchase
UNSEDG-04853 | 86406 | PV (Photovoltaic) | 11.9 | 22657 | Residential | Non-Incentive | 3 - Installed | 2021-01-11 | 2021-01-25 | 2021-03-17 | 34257 | 6851.4 | Havasu Solar | Purchase
UNSEDG-04897 | 86406 | PV (Photovoltaic) | 10.8 | 18256 | Residential | Non-Incentive | 3 - Installed | 2021-02-10 | 2021-02-12 | 2021-03-17 | 35748 | 7149.6 | Esmay Electric, Inc. | Purchase
UNSEDG-04842 | 86403 | PV (Photovoltaic) | 17.004 | 29905 | Residential | Non-Incentive | 3 - Installed | 2021-01-08 | 2021-01-22 | 2021-03-18 | 58313.6 | 11662.72 | Esmay Electric, Inc. | Lease
UNSEDG-04856 | 86406 | PV (Photovoltaic) | 17.658 | 28128 | Residential | Non-Incentive | 3 - Installed | 2021-01-12 | 2021-01-25 | 2021-03-18 | 60287.2 | 12057.44 | Esmay Electric, Inc. | Lease
UNSEDG-04896 | 86403 | PV (Photovoltaic) | 8.502 | 15309 | Residential | Non-Incentive | 3 - Installed | 2021-02-10 | 2021-02-15 | 2021-03-18 | 22755 | 4551 | Esmay Electric, Inc. | Purchase
UNSEDG-04911 | 86404 | PV (Photovoltaic) | 11.73 | 20305 | Residential | Non-Incentive | 3 - Installed | 2021-02-17 | 2021-02-23 | 2021-03-18 | 38826.3 | 7765.26 | Esmay Electric, Inc. | Purchase
UNSEDG-04803 | 86406 | PV (Photovoltaic) | 24.14 | 43764 | Residential | Non-Incentive | 3 - Installed | 2020-12-14 | 2020-12-17 | 2021-03-19 | 97070 | 19414 | Havasu Solar | Purchase
UNSEDG-04818 | 86401 | PV (Photovoltaic) | 6.2 | 12346 | Residential | Non-Incentive | 3 - Installed | 2020-12-28 | 2021-01-07 | 2021-03-19 | 15800 | 1000 | Angle Solar | Purchase
UNSEDG-04821 | 86401 | PV (Photovoltaic) | 4.03 | 7943 | Residential | Non-Incentive | 3 - Installed | 2020-12-29 | 2021-01-05 | 2021-03-19 | 12300 | 1000 | Angle Solar | Purchase
UNSEDG-04806 | 86406 | PV (Photovoltaic) | 13.34 | 23246 | Residential | Non-Incentive | 3 - Installed | 2020-12-14 | 2020-12-17 | 2021-03-22 | 50520 | 15126 | SUNUP AMERICA | Purchase
UNSEDG-04941 | 86403 | PV (Photovoltaic) | 10.4 | 17737 | Residential | Non-Incentive | 3 - Installed | 2021-03-02 | 2021-03-10 | 2021-03-22 | 32400 | 3240 | Streamline Solar Power Systems | Purchase
UNSEDG-04839 | 86413 | PV (Photovoltaic) | 8.12 | 13477 | Residential | Non-Incentive | 3 - Installed | 2021-01-07 | 2021-02-05 | 2021-03-24 | 28740 | 8622 | SUNUP AMERICA | Purchase
UNSEDG-04848 | 86409 | PV (Photovoltaic) | 8.96 | 17228 | Residential | Non-Incentive | 3 - Installed | 2021-01-11 | 2021-01-13 | 2021-03-25 | 22307 | 3346 | Wise Electric, Inc. | Purchase
UNSEDG-04885 | 86404 | PV (Photovoltaic) | 19.08 | 31405 | Residential | Non-Incentive | 3 - Installed | 2021-02-02 | 2021-02-12 | 2021-03-25 | 64954.8 | 12990.96 | Esmay Electric, Inc. | Purchase
UNSEDG-04900 | 86401 | PV (Photovoltaic) | 7.13 | 13178 | Residential | Non-Incentive | 3 - Installed | 2021-02-12 | 2021-02-26 | 2021-03-25 | 28800 | 8640 | SUNUP AMERICA | Purchase
UNSEDG-04912 | 86406 | PV (Photovoltaic) | 15.12 | 25941 | Residential | Non-Incentive | 3 - Installed | 2021-02-17 | 2021-02-23 | 2021-03-25 | 50047.2 | 10009.44 | Esmay Electric, Inc. | Purchase
UNSEDG-04920 | 86404 | PV (Photovoltaic) | 12.24 | 20402 | Residential | Non-Incentive | 3 - Installed | 2021-02-20 | 2021-02-23 | 2021-03-25 | 34027.2 | 6805.44 | Esmay Electric, Inc. | Purchase
UNSEDG-04736 | 86406 | PV (Photovoltaic) | 15.48 | 27854 | Residential | Non-Incentive | 3 - Installed | 2020-11-02 | 2020-12-17 | 2021-03-26 | 40000 | 10000 | Mohave Solar | Purchase
UNSEDG-04828 | 86406 | PV (Photovoltaic) | 11.22 | 20988 | Residential | Non-Incentive | 3 - Installed | 2021-01-03 | 2021-01-15 | 2021-03-26 | 34113 | 6822.6 | Havasu Solar | Purchase
UNSEDG-04934 | 86406 | PV (Photovoltaic) | 8.28 | 14044 | Residential | Non-Incentive | 3 - Installed | 2021-02-26 | 2021-03-03 | 2021-03-26 | 27406.8 | 5481.36 | Esmay Electric, Inc. | Purchase
UNSEDG-04949 | 86406 | PV (Photovoltaic) | 13.32 | 22662 | Residential | Non-Incentive | 3 - Installed | 2021-03-05 | 2021-03-10 | 2021-03-26 | 44689.2 | 8937.84 | Esmay Electric, Inc. | Purchase
UNSEDG-04829 | 86401 | PV (Photovoltaic) | 9.99 | 18882 | Residential | Non-Incentive | 3 - Installed | 2021-01-04 | 2021-01-25 | 2021-03-29 | 19490 | 5950 | Tri State Solar & Wind Corp. | Purchase
UNSEDG-04776 | 86403 | PV (Photovoltaic) | 10.24 | 18300 | Residential | Non-Incentive | 3 - Installed | 2020-11-18 | 2020-11-25 | 2021-03-30 | 43368 | 12851.04 | Nerd Power | Purchase
UNSEDG-04958 | 86404 | PV (Photovoltaic) | 12.8 | 22730 | Residential | Non-Incentive | 3 - Installed | 2021-03-11 | 2021-03-12 | 2021-03-31 | 34720 | 3472 | Streamline Solar Power Systems | Purchase
UNSEDG-04797 | 86444 | PV (Photovoltaic) | 10.92 | 19220 | Residential | Non-Incentive | 3 - Installed | 2020-12-07 | 2020-12-17 | 2021-04-01 | 23000 | 1000 | Self Install | Purchase
UNSEDG-04874 | 86403 | PV (Photovoltaic) | 14 | 24801 | Residential | Non-Incentive | 3 - Installed | 2021-01-25 | 2021-02-05 | 2021-04-01 | 36829 | 3682.9 | Streamline Solar Power Systems | Purchase
UNSEDG-04893 | 86401 | PV (Photovoltaic) | 13.34 | 24292 | Residential | Non-Incentive | 3 - Installed | 2021-02-09 | 2021-02-12 | 2021-04-01 | 43250 | 12975 | SUNUP AMERICA | Purchase
UNSEDG-04894 | 86409 | PV (Photovoltaic) | 8.12 | 14017 | Residential | Non-Incentive | 3 - Installed | 2021-02-09 | 2021-02-12 | 2021-04-01 | 30100 | 9030 | SUNUP AMERICA | Purchase
UNSEDG-04620 | 86406 | PV (Photovoltaic) | 10.08 | 18137 | Residential | Non-Incentive | 3 - Installed | 2020-09-15 | 2020-11-12 | 2021-04-02 | 26950 | 10000 | Mohave Solar | Purchase
UNSEDG-04860 | 86401 | PV (Photovoltaic) | 8.99 | 17863 | Residential | Non-Incentive | 3 - Installed | 2021-01-14 | 2021-02-10 | 2021-04-02 | 20500 | 1000 | Angle Solar | Purchase
UNSEDG-04881 | 86409 | PV (Photovoltaic) | 8.12 | 15076 | Residential | Non-Incentive | 3 - Installed | 2021-01-29 | 2021-02-12 | 2021-04-02 | 28760 | 8628 | SUNUP AMERICA | Purchase
UNSEDG-04883 | 86406 | PV (Photovoltaic) | 11.2 | 21590 | Residential | Non-Incentive | 3 - Installed | 2021-02-01 | 2021-02-12 | 2021-04-02 | 36805 | 10463 | Owner Builder | Purchase
UNSEDG-04919 | 86409 | PV (Photovoltaic) | 12.4 | 21909 | Residential | Non-Incentive | 3 - Installed | 2021-02-19 | 2021-02-23 | 2021-04-02 | 49825 | 14947.5 | SUNUP AMERICA | Purchase
UNSEDG-04948 | 86403 | PV (Photovoltaic) | 10.8 | 17977 | Residential | Non-Incentive | 3 - Installed | 2021-03-05 | 2021-03-10 | 2021-04-02 | 30024 | 6004.8 | Esmay Electric, Inc. | Purchase
UNSEDG-04957 | 86403 | PV (Photovoltaic) | 12.96 | 22302 | Residential | Non-Incentive | 3 - Installed | 2021-03-11 | 2021-03-12 | 2021-04-02 | 36028.8 | 7205.76 | Esmay Electric, Inc. | Purchase
UNSEDG-04649 | 85648 | PV (Photovoltaic) | 8.91 | 15336 | Residential | Non-Incentive | 3 - Installed | 2020-09-23 | 2020-10-05 | 2021-04-05 | 40041 | 8008.2 | ERUS ENERGY | Purchase
UNSEDG-04834 | 86406 | PV (Photovoltaic) | 11.22 | 21474 | Residential | Non-Incentive | 3 - Installed | 2021-01-05 | 2021-01-25 | 2021-04-05 | 34113 | 6822.6 | Havasu Solar | Purchase
UNSEDG-04882 | 86404 | PV (Photovoltaic) | 11.52 | 20728 | Residential | Non-Incentive | 3 - Installed | 2021-02-01 | 2021-02-12 | 2021-04-05 | 36460 | 10000 | Mohave Solar | Purchase
UNSEDG-04647 | 85648 | PV (Photovoltaic) | 6.825 | 12244 | Residential | Non-Incentive | 3 - Installed | 2020-09-21 | 2020-10-05 | 2021-04-06 | 26686 | 2500 | Titan Solar Power | Purchase
UNSEDG-04871 | 86403 | PV (Photovoltaic) | 13.26 | 21680 | Residential | Non-Incentive | 3 - Installed | 2021-01-21 | 2021-02-05 | 2021-04-06 | 40316 | 8063.2 | Havasu Solar | Purchase
UNSEDG-04710 | 86429 | PV (Photovoltaic) | 8.96 | 16243 | Residential | Non-Incentive | 3 - Installed | 2020-10-16 | 2020-10-30 | 2021-04-07 | 28976.36 | 2500 | Titan Solar Power | Purchase
UNSEDG-04932 | 86406 | PV (Photovoltaic) | 13.08 | 19964 | Residential | Non-Incentive | 3 - Installed | 2021-02-26 | 2021-03-03 | 2021-04-07 | 46272 | 9254.4 | Esmay Electric, Inc. | Lease
UNSEDG-04788 | 86401 | PV (Photovoltaic) | 11.375 | 18190 | Residential | Non-Incentive | 3 - Installed | 2020-11-25 | 2020-12-09 | 2021-04-08 | 11791.08 | 0 | Angle Solar | Purchase
UNSEDG-04812 | 86401 | PV (Photovoltaic) | 5.76 | 9908 | Residential | Non-Incentive | 3 - Installed | 2020-12-17 | 2020-12-24 | 2021-04-08 | 15392.05 | 6156.82 | ABP Electrical | Purchase
UNSEDG-04865 | 86403 | PV (Photovoltaic) | 12.24 | 19540 | Residential | Non-Incentive | 3 - Installed | 2021-01-19 | 2021-01-25 | 2021-04-08 | 31119 | 8487 | Havasu Solar | Purchase
UNSEDG-04917 | 86403 | PV (Photovoltaic) | 15.48 | 27854 | Residential | Non-Incentive | 3 - Installed | 2021-02-19 | 2021-02-23 | 2021-04-08 | 38474 | 10000 | Mohave Solar | Purchase
UNSEDG-04954 | 86406 | PV (Photovoltaic) | 11.88 | 20631 | Residential | Non-Incentive | 3 - Installed | 2021-03-08 | 2021-03-11 | 2021-04-08 | 41122.8 | 8224.56 | Esmay Electric, Inc. | Purchase
UNSEDG-04905 | 86403 | PV (Photovoltaic) | 11.6 | 20277 | Residential | Non-Incentive | 3 - Installed | 2021-02-16 | 2021-02-23 | 2021-04-09 | 42870 | 12861 | SUNUP AMERICA | Purchase
UNSEDG-04635 | 86401 | PV (Photovoltaic) | 12.35 | 24405 | Residential | Non-Incentive | 3 - Installed | 2020-09-17 | 2020-09-23 | 2021-04-12 | 46346.44 | 2500 | Titan Solar Power | Purchase
UNSEDG-04843 | 86409 | PV (Photovoltaic) | 6.12 | 11898 | Residential | Non-Incentive | 3 - Installed | 2021-01-08 | 2021-01-22 | 2021-04-12 | 24079 | 12039.5 | ABP Electrical | Purchase
UNSEDG-04879 | 86401 | PV (Photovoltaic) | 6.4 | 12681 | Residential | Non-Incentive | 3 - Installed | 2021-01-28 | 2021-02-05 | 2021-04-12 | 16800 | 1000 | Angle Solar | Purchase
UNSEDG-04899 | 86406 | PV (Photovoltaic) | 11.6 | 19120 | Residential | Non-Incentive | 3 - Installed | 2021-02-11 | 2021-02-12 | 2021-04-12 | 41000 | 12300 | SUNUP AMERICA | Purchase
UNSEDG-04918 | 86409 | PV (Photovoltaic) | 9.855 | 16822 | Residential | Non-Incentive | 3 - Installed | 2021-02-19 | 2021-02-23 | 2021-04-12 | 37449 | 11234.7 | SUNUP AMERICA | Purchase
UNSEDG-04800 | 86403 | PV (Photovoltaic) | 52.765 | 86493 | Non-Residential | Non-Incentive | 3 - Installed | 2020-12-09 | 2021-02-04 | 2021-04-13 | 115000 | 15000 | Mohave Solar | Purchase
UNSEDG-04852 | 86409 | PV (Photovoltaic) | 15.75 | 25269 | Residential | Non-Incentive | 3 - Installed | 2021-01-11 | 2021-02-05 | 2021-04-13 | 42688.35 | 4000 | Southwest Electrical Contractors Inc. | Purchase
UNSEDG-04684 | 86401 | PV (Photovoltaic) | 5.27 | 8755 | Residential | Non-Incentive | 3 - Installed | 2020-10-01 | 2020-10-08 | 2021-04-14 | 13900 | 1000 | Angle Solar | Purchase
UNSEDG-04869 | 85646 | PV (Photovoltaic) | 3.6 | 6658 | Residential | Non-Incentive | 3 - Installed | 2021-01-21 | 2021-02-05 | 2021-04-16 | 11503.8 | 2300.76 | Net Zero Solar LLC | Purchase
UNSEDG-04907 | 86406 | PV (Photovoltaic) | 8.64 | 15546 | Residential | Non-Incentive | 3 - Installed | 2021-02-16 | 2021-02-23 | 2021-04-16 | 22896 | 10000 | Mohave Solar | Purchase
UNSEDG-04876 | 86404 | PV (Photovoltaic) | 8.84 | 16292 | Residential | Non-Incentive | 3 - Installed | 2021-01-27 | 2021-02-12 | 2021-04-19 | 33660 | 6732 | Havasu Solar | Purchase
UNSEDG-04877 | 86404 | PV (Photovoltaic) | 6.12 | 11788 | Residential | Non-Incentive | 3 - Installed | 2021-01-27 | 2021-02-15 | 2021-04-19 | 33660 | 6732 | Havasu Solar | Purchase
UNSEDG-04904 | 86403 | PV (Photovoltaic) | 11.2 | 21076 | Residential | Non-Incentive | 3 - Installed | 2021-02-15 | 2021-02-23 | 2021-04-19 | 28486 | 5697.2 | Havasu Solar | Purchase
UNSEDG-04916 | 86409 | PV (Photovoltaic) | 6.82 | 11244 | Residential | Non-Incentive | 3 - Installed | 2021-02-18 | 2021-02-23 | 2021-04-19 | 26600 | 7980 | SUNUP AMERICA | Purchase
UNSEDG-04910 | 86413 | PV (Photovoltaic) | 10.23 | 18371 | Residential | Non-Incentive | 3 - Installed | 2021-02-17 | 2021-02-23 | 2021-04-21 | 36650 | 10995 | SUNUP AMERICA | Purchase
UNSEDG-04980 | 86429 | PV (Photovoltaic) | 14.57 | 24157 | Residential | Non-Incentive | 3 - Installed | 2021-03-22 | 2021-03-29 | 2021-04-21 | 32200 | 9660 | SUNUP AMERICA | Purchase
UNSEDG-04955 | 86406 | PV (Photovoltaic) | 16.8 | 28727 | Residential | Non-Incentive | 3 - Installed | 2021-03-09 | 2021-03-11 | 2021-04-23 | 55579 | 5557.9 | Streamline Solar Power Systems | Purchase
UNSEDG-04906 | 86404 | PV (Photovoltaic) | 10.85 | 19394 | Residential | Non-Incentive | 3 - Installed | 2021-02-16 | 2021-02-23 | 2021-04-26 | 23565 | 4713 | Havasu Solar | Purchase
UNSEDG-04913 | 86401 | PV (Photovoltaic) | 9.2 | 15814 | Residential | Non-Incentive | 3 - Installed | 2021-02-18 | 2021-02-23 | 2021-04-26 | 22313 | 2231.3 | Streamline Solar Power Systems | Purchase
UNSEDG-04961 | 86403 | PV (Photovoltaic) | 12.6 | 22123 | Residential | Non-Incentive | 3 - Installed | 2021-03-11 | 2021-03-12 | 2021-04-26 | 43506 | 8701.2 | Esmay Electric, Inc. | Purchase
UNSEDG-04766 | 85648 | PV (Photovoltaic) | 7.44 | 12592 | Residential | Non-Incentive | 3 - Installed | 2020-11-13 | 2020-12-09 | 2021-04-27 | 29317 | 2500 | Freedom Forever | Purchase
UNSEDG-04837 | 85621 | PV (Photovoltaic) | 5.78 | 10265 | Residential | Non-Incentive | 3 - Installed | 2021-01-07 | 2021-02-12 | 2021-04-27 | 28000 | 2500 | Titan Solar Power | Purchase
UNSEDG-04880 | 85648 | PV (Photovoltaic) | 7.82 | 14610 | Residential | Non-Incentive | 3 - Installed | 2021-01-28 | 2021-02-12 | 2021-04-27 | 33105.84 | 2500 | Titan Solar Power | Purchase
UNSEDG-04933 | 86404 | PV (Photovoltaic) | 10.08 | 17367 | Residential | Non-Incentive | 3 - Installed | 2021-02-26 | 2021-03-03 | 2021-04-27 | 28022.4 | 5604.48 | Esmay Electric, Inc. | Purchase
UNSEDG-04658 | 86429 | PV (Photovoltaic) | 8.99 | 16005 | Residential | Non-Incentive | 3 - Installed | 2020-09-24 | 2020-10-05 | 2021-04-30 | 31775 | 9532.5 | SUNUP AMERICA | Purchase
UNSEDG-04659 | 86429 | PV (Photovoltaic) | 11.31 | 18438 | Residential | Non-Incentive | 3 - Installed | 2020-09-24 | 2021-01-29 | 2021-04-30 | 40035 | 12010.5 | SUNUP AMERICA | Purchase
UNSEDG-04903 | 86404 | PV (Photovoltaic) | 11.22 | 21516 | Residential | Non-Incentive | 3 - Installed | 2021-02-15 | 2021-02-23 | 2021-05-03 | 32236 | 6447.2 | Havasu Solar | Purchase
UNSEDG-04909 | 86406 | PV (Photovoltaic) | 10.85 | 19839 | Residential | Non-Incentive | 3 - Installed | 2021-02-17 | 2021-02-23 | 2021-05-03 | 32046 | 6409.2 | Havasu Solar | Purchase
UNSEDG-04944 | 86406 | PV (Photovoltaic) | 8.64 | 15546 | Residential | Non-Incentive | 3 - Installed | 2021-03-03 | 2021-03-10 | 2021-05-03 | 22396 | 10000 | Mohave Solar | Purchase
UNSEDG-04983 | 86404 | PV (Photovoltaic) | 1.8 | 3159 | Residential | Non-Incentive | 3 - Installed | 2021-03-22 | 2021-03-31 | 2021-05-03 | 5544 | 1108.8 | Esmay Electric, Inc. | Purchase
UNSEDG-04993 | 86401 | PV (Photovoltaic) | 6.4 | 12681 | Residential | Non-Incentive | 3 - Installed | 2021-03-26 | 2021-03-31 | 2021-05-03 | 16000 | 1000 | Angle Solar | Purchase
UNSEDG-04850 | 86401 | PV (Photovoltaic) | 6.48 | 12598 | Residential | Non-Incentive | 3 - Installed | 2021-01-11 | 2021-01-22 | 2021-05-04 | 26345 | 13172.5 | ABP Electrical | Purchase
UNSEDG-04867 | 86406 | PV (Photovoltaic) | 11.52 | 20728 | Residential | Non-Incentive | 3 - Installed | 2021-01-20 | 2021-02-05 | 2021-05-04 | 30528 | 10000 | Mohave Solar | Purchase
UNSEDG-04953 | 86401 | PV (Photovoltaic) | 6.4 | 10560 | Residential | Non-Incentive | 3 - Installed | 2021-03-08 | 2021-03-11 | 2021-05-04 | 16800 | 1000 | Angle Solar | Purchase
UNSEDG-05010 | 86406 | PV (Photovoltaic) | 14.4 | 24556 | Residential | Non-Incentive | 3 - Installed | 2021-04-02 | 2021-04-06 | 2021-05-04 | 41832 | 8366.4 | Esmay Electric, Inc. | Purchase
UNSEDG-04762 | 86403 | PV (Photovoltaic) | 10.56 | 19302 | Residential | Non-Incentive | 3 - Installed | 2020-11-11 | 2020-11-25 | 2021-05-05 | 49948 | 12427.61 | Nerd Power | Purchase
UNSEDG-04798 | 86406 | PV (Photovoltaic) | 21.6 | 38866 | Residential | Non-Incentive | 3 - Installed | 2020-12-08 | 2020-12-17 | 2021-05-05 | 56000 | 10000 | Mohave Solar | Purchase
UNSEDG-04977 | 86404 | PV (Photovoltaic) | 17.331 | 29919 | Residential | Non-Incentive | 3 - Installed | 2021-03-19 | 2021-03-29 | 2021-05-05 | 58925.4 | 11785.08 | Esmay Electric, Inc. | Lease
UNSEDG-04986 | 86413 | PV (Photovoltaic) | 9.99 | 17181 | Residential | Non-Incentive | 3 - Installed | 2021-03-24 | 2021-03-29 | 2021-05-05 | 19980 | 5994 | Tri State Solar & Wind Corp. | Purchase
UNSEDG-04996 | 86406 | PV (Photovoltaic) | 12.24 | 21058 | Residential | Non-Incentive | 3 - Installed | 2021-03-29 | 2021-03-31 | 2021-05-05 | 34027.2 | 6805.44 | Esmay Electric, Inc. | Purchase
UNSEDG-04935 | 86404 | PV (Photovoltaic) | 10.85 | 19378 | Residential | Non-Incentive | 3 - Installed | 2021-02-26 | 2021-03-03 | 2021-05-06 | 52660 | 15798 | SUNUP AMERICA | Purchase
UNSEDG-04950 | 86404 | PV (Photovoltaic) | 10.8 | 19267 | Residential | Non-Incentive | 3 - Installed | 2021-03-08 | 2021-03-11 | 2021-05-06 | 36780 | 3678 | Streamline Solar Power Systems | Purchase
UNSEDG-04781 | 86403 | PV (Photovoltaic) | 7.68 | 13875 | Residential | Non-Incentive | 3 - Installed | 2020-11-23 | 2020-12-09 | 2021-05-07 | 38712 | 12403.58 | Nerd Power | Purchase
UNSEDG-04942 | 85648 | PV (Photovoltaic) | 7.75 | 12601 | Residential | Non-Incentive | 3 - Installed | 2021-03-02 | 2021-03-11 | 2021-05-07 | 35125.31 | 2750.34 | Solgen Power LLC | Purchase
UNSEDG-04820 | 85648 | PV (Photovoltaic) | 5.9 | 9605 | Residential | Non-Incentive | 3 - Installed | 2020-12-28 | 2021-01-05 | 2021-05-10 | 29024 | 2500 | Freedom Forever | Purchase
UNSEDG-04930 | 86409 | PV (Photovoltaic) | 13.95 | 23606 | Residential | Non-Incentive | 3 - Installed | 2021-02-26 | 2021-03-03 | 2021-05-10 | 60200 | 18060 | SUNUP AMERICA | Purchase
UNSEDG-04802 | 86401 | PV (Photovoltaic) | 7.81 | 11316 | Residential | Non-Incentive | 3 - Installed | 2020-12-10 | 2020-12-17 | 2021-05-11 | 33007.62 | 2500 | Titan Solar Power | Purchase
UNSEDG-04836 | 86409 | PV (Photovoltaic) | 11.88 | 22392 | Residential | Non-Incentive | 3 - Installed | 2021-01-07 | 2021-01-15 | 2021-05-11 | 46741 | 23370.5 | ABP Electrical | Purchase
UNSEDG-04872 | 86401 | PV (Photovoltaic) | 8.84 | 15169 | Residential | Non-Incentive | 3 - Installed | 2021-01-22 | 2021-02-05 | 2021-05-11 | 37059.65 | 2500 | Titan Solar Power | Purchase
UNSEDG-05015 | 86406 | PV (Photovoltaic) | 14.62 | 26768 | Residential | Non-Incentive | 3 - Installed | 2021-04-05 | 2021-04-13 | 2021-05-11 | 36369 | 7273.8 | Havasu Solar | Purchase
UNSEDG-04987 | 86429 | PV (Photovoltaic) | 14.88 | 25954 | Residential | Non-Incentive | 3 - Installed | 2021-03-24 | 2021-04-05 | 2021-05-12 | 44000 | 13200 | SUNUP AMERICA | Purchase
UNSEDG-04572 | 85648 | PV (Photovoltaic) | 4.5 | 7797 | Residential | Non-Incentive | 3 - Installed | 2020-08-18 | 2020-10-13 | 2021-05-17 | 22010.13 | 1035 | Solgen Power LLC | Purchase
UNSEDG-04854 | 86401 | PV (Photovoltaic) | 8.91 | 16654 | Residential | Non-Incentive | 3 - Installed | 2021-01-11 | 2021-01-25 | 2021-05-17 | 13250 | 3500 | Our World Energy | Purchase
UNSEDG-04855 | 86403 | PV (Photovoltaic) | 11.89 | 21522 | Residential | Non-Incentive | 3 - Installed | 2021-01-11 | 2021-02-12 | 2021-05-17 | 29100 | 8730 | SUNUP AMERICA | Purchase
UNSEDG-04995 | 86401 | PV (Photovoltaic) | 5.92 | 10219 | Residential | Non-Incentive | 3 - Installed | 2021-03-29 | 2021-04-02 | 2021-05-17 | 10360 | 3108 | Tri State Solar & Wind Corp. | Purchase
UNSEDG-04997 | 86404 | PV (Photovoltaic) | 13.32 | 22624 | Residential | Non-Incentive | 3 - Installed | 2021-03-29 | 2021-03-31 | 2021-05-17 | 37029.6 | 7405.92 | Esmay Electric, Inc. | Purchase
UNSEDG-04641 | 86406 | PV (Photovoltaic) | 13.76 | 25139 | Residential | Non-Incentive | 3 - Installed | 2020-09-18 | 2020-10-05 | 2021-05-18 | 63180 | 15180 | Nerd Power | Purchase
UNSEDG-04951 | 86403 | PV (Photovoltaic) | 12.425 | 21244 | Residential | Non-Incentive | 3 - Installed | 2021-03-08 | 2021-03-11 | 2021-05-18 | 37777 | 7555.4 | Havasu Solar | Purchase
UNSEDG-04952 | 86406 | PV (Photovoltaic) | 9.45 | 16311 | Residential | Non-Incentive | 3 - Installed | 2021-03-08 | 2021-03-11 | 2021-05-18 | 27200 | 5440 | Havasu Solar | Purchase
UNSEDG-04967 | 86406 | PV (Photovoltaic) | 12.6 | 22672 | Residential | Non-Incentive | 3 - Installed | 2021-03-12 | 2021-03-19 | 2021-05-18 | 32890 | 10000 | Mohave Solar | Purchase
UNSEDG-04970 | 86406 | PV (Photovoltaic) | 11.88 | 21376 | Residential | Non-Incentive | 3 - Installed | 2021-03-16 | 2021-03-19 | 2021-05-18 | 30000 | 10000 | Mohave Solar | Purchase
UNSEDG-04861 | 86404 | PV (Photovoltaic) | 8.04 | 14263 | Residential | Non-Incentive | 3 - Installed | 2021-01-15 | 2021-01-25 | 2021-05-19 | 25486.8 | 5097.36 | Esmay Electric, Inc. | Purchase
UNSEDG-04937 | 86413 | PV (Photovoltaic) | 8.37 | 14032 | Residential | Non-Incentive | 3 - Installed | 2021-03-01 | 2021-03-10 | 2021-05-19 | 28995 | 8698.5 | SUNUP AMERICA | Purchase
UNSEDG-04979 | 86409 | PV (Photovoltaic) | 5.4 | 10899 | Residential | Non-Incentive | 3 - Installed | 2021-03-22 | 2021-03-29 | 2021-05-19 | 19710 | 2500 | Titan Solar Power | Purchase
UNSEDG-05013 | 86404 | PV (Photovoltaic) | 8.71 | 14842 | Residential | Non-Incentive | 3 - Installed | 2021-04-05 | 2021-04-21 | 2021-05-19 | 22907.3 | 4581.46 | Esmay Electric, Inc. | Purchase
UNSEDG-04794 | 86409 | PV (Photovoltaic) | 4.355 | 7953 | Residential | Non-Incentive | 3 - Installed | 2020-12-02 | 2020-12-10 | 2021-05-20 | 13389.15 | 2677.83 | Esmay Electric, Inc. | Purchase
UNSEDG-05006 | 86403 | PV (Photovoltaic) | 14.4 | 21515 | Residential | Non-Incentive | 3 - Installed | 2021-04-01 | 2021-04-06 | 2021-05-20 | 46210 | 4621 | Streamline Solar Power Systems | Purchase
UNSEDG-05024 | 86404 | PV (Photovoltaic) | 13.8 | 25195 | Residential | Non-Incentive | 3 - Installed | 2021-04-13 | 2021-04-19 | 2021-05-20 | 47478 | 9495.6 | Esmay Electric, Inc. | Purchase
UNSEDG-05025 | 86403 | PV (Photovoltaic) | 9.72 | 16113 | Residential | Non-Incentive | 3 - Installed | 2021-04-14 | 2021-04-19 | 2021-05-20 | 33973.2 | 6794.64 | Esmay Electric, Inc. | Purchase
UNSEDG-04963 | 86404 | PV (Photovoltaic) | 20.8 | 37199 | Residential | Non-Incentive | 3 - Installed | 2021-03-11 | 2021-03-16 | 2021-05-24 | 72370 | 7237 | Streamline Solar Power Systems | Purchase
UNSEDG-04975 | 86404 | PV (Photovoltaic) | 3.84 | 6953 | Residential | Non-Incentive | 3 - Installed | 2021-03-18 | 2021-03-25 | 2021-05-24 | 12000 | 2500 | JD solarelectric | Purchase
UNSEDG-04901 | 85648 | PV (Photovoltaic) | 10.92 | 18379 | Residential | Non-Incentive | 3 - Installed | 2021-02-15 | 2021-03-03 | 2021-05-25 | 27478 | 8243.4 | Solar Solution AZ LLC | Purchase
UNSEDG-04936 | 86413 | PV (Photovoltaic) | 18.29 | 26418 | Residential | Non-Incentive | 3 - Installed | 2021-03-01 | 2021-03-03 | 2021-05-26 | 64677 | 19403.1 | SUNUP AMERICA | Purchase
UNSEDG-02914 | 86403 | PV (Photovoltaic) | 35.04 | 59974 | Non-Residential | Non-Incentive | 3 - Installed | 2020-02-04 | 2020-02-06 | 2021-05-28 | 143400 | 20000 | Overland Contracting, Inc. (OCI) | Purchase
UNSEDG-04733 | 86406 | PV (Photovoltaic) | 14.85 | 25956 | Residential | Non-Incentive | 3 - Installed | 2020-10-29 | 2020-11-02 | 2021-05-28 | 62370 | 2500 | Titan Solar Power | Purchase
UNSEDG-04940 | 85648 | PV (Photovoltaic) | 5.67 | 8773 | Residential | Non-Incentive | 3 - Installed | 2021-03-02 | 2021-03-10 | 2021-05-28 | 25500 | 2500 | Freedom Forever | Purchase
UNSEDG-04960 | 86401 | PV (Photovoltaic) | 6.4 | 12681 | Residential | Non-Incentive | 3 - Installed | 2021-03-11 | 2021-03-12 | 2021-05-28 | 16800 | 1000 | Angle Solar | Purchase
UNSEDG-05005 | 86409 | PV (Photovoltaic) | 8.64 | 15368 | Residential | Non-Incentive | 3 - Installed | 2021-04-01 | 2021-04-06 | 2021-05-28 | 28970 | 2897 | Streamline Solar Power Systems | Purchase
UNSEDG-04908 | 86438 | PV (Photovoltaic) | 7 | 13498 | Residential | Non-Incentive | 3 - Installed | 2021-02-17 | 2021-02-23 | 2021-06-01 | 21283 | 4256.6 | Havasu Solar | Purchase
UNSEDG-04929 | 85648 | PV (Photovoltaic) | 8.16 | 13576 | Residential | Non-Incentive | 3 - Installed | 2021-02-25 | 2021-03-10 | 2021-06-02 | 39011 | 2500 | Titan Solar Power | Purchase
UNSEDG-04991 | 86413 | PV (Photovoltaic) | 8.05 | 13770 | Residential | Non-Incentive | 3 - Installed | 2021-03-25 | 2021-03-31 | 2021-06-02 | 19079 | 3815.8 | Havasu Solar | Purchase
UNSEDG-05021 | 86401 | PV (Photovoltaic) | 3.96 | 7815 | Residential | Non-Incentive | 3 - Installed | 2021-04-12 | 2021-04-15 | 2021-06-02 | 12300 | 1000 | Angle Solar | Purchase
UNSEDG-05022 | 86409 | PV (Photovoltaic) | 5.28 | 10420 | Residential | Non-Incentive | 3 - Installed | 2021-04-12 | 2021-04-19 | 2021-06-02 | 14700 | 1000 | Angle Solar | Purchase
UNSEDG-05031 | 86406 | PV (Photovoltaic) | 7.56 | 12577 | Residential | Non-Incentive | 3 - Installed | 2021-04-16 | 2021-04-19 | 2021-06-02 | 26823.6 | 5364.72 | Esmay Electric, Inc. | Purchase
UNSEDG-05067 | 86401 | PV (Photovoltaic) | 3.96 | 6607 | Residential | Non-Incentive | 3 - Installed | 2021-05-04 | 2021-05-13 | 2021-06-02 | 12300 | 1000 | Angle Solar | Purchase
UNSEDG-04973 | 85648 | PV (Photovoltaic) | 6.57 | 11761 | Residential | Non-Incentive | 3 - Installed | 2021-03-17 | 2021-03-31 | 2021-06-08 | 13797 | 4000 | Solar Topps LLC | Purchase
UNSEDG-05124 | 86406 | PV (Photovoltaic) | 11.47 | 19316 | Residential | Non-Incentive | 3 - Installed | 2021-05-20 | 2021-05-28 | 2021-06-08 | 22940 | 6882 | Tri State Solar & Wind Corp. | Purchase
UNSEDG-04768 | 86404 | PV (Photovoltaic) | 6.72 | 12320 | Residential | Non-Incentive | 3 - Installed | 2020-11-16 | 2020-11-25 | 2021-06-09 | 33964 | 9771.47 | Nerd Power | Purchase
UNSEDG-04890 | 86403 | PV (Photovoltaic) | 12.92 | 21309 | Residential | Non-Incentive | 3 - Installed | 2021-02-05 | 2021-02-12 | 2021-06-09 | 68630.85 | 2500 | Titan Solar Power | Purchase
UNSEDG-04959 | 86401 | PV (Photovoltaic) | 6.7 | 12102 | Residential | Non-Incentive | 3 - Installed | 2021-03-11 | 2021-03-12 | 2021-06-09 | 21539 | 4307.8 | Esmay Electric, Inc. | Purchase
UNSEDG-05017 | 86409 | PV (Photovoltaic) | 3.96 | 7815 | Residential | Non-Incentive | 3 - Installed | 2021-04-06 | 2021-04-12 | 2021-06-09 | 12300 | 1000 | Angle Solar | Purchase
UNSEDG-05066 | 86401 | PV (Photovoltaic) | 9.24 | 17866 | Residential | Non-Incentive | 3 - Installed | 2021-05-04 | 2021-05-13 | 2021-06-09 | 21498 | 8068 | Wise Electric, Inc. | Purchase
UNSEDG-04838 | 85621 | PV (Photovoltaic) | 2.38 | 4183 | Residential | Non-Incentive | 3 - Installed | 2021-01-07 | 2021-01-15 | 2021-06-10 | 11679.25 | 2500 | Titan Solar Power | Purchase
UNSEDG-05007 | 86406 | PV (Photovoltaic) | 10.08 | 18806 | Residential | Non-Incentive | 3 - Installed | 2021-04-01 | 2021-04-06 | 2021-06-10 | 24388 | 2438.8 | Streamline Solar Power Systems | Purchase
UNSEDG-05020 | 86403 | PV (Photovoltaic) | 11.84 | 19880 | Residential | Non-Incentive | 3 - Installed | 2021-04-12 | 2021-04-15 | 2021-06-10 | 23680 | 7104 | Tri State Solar & Wind Corp. | Purchase
UNSEDG-04927 | 86401 | PV (Photovoltaic) | 8.16 | 15199 | Residential | Non-Incentive | 3 - Installed | 2021-02-25 | 2021-03-03 | 2021-06-14 | 36921.1 | 2500 | Titan Solar Power | Purchase
UNSEDG-04978 | 86409 | PV (Photovoltaic) | 7.13 | 12375 | Residential | Non-Incentive | 3 - Installed | 2021-03-21 | 2021-03-29 | 2021-06-14 | 29900 | 8970 | SUNUP AMERICA | Purchase
UNSEDG-05029 | 86404 | PV (Photovoltaic) | 10.85 | 19614 | Residential | Non-Incentive | 3 - Installed | 2021-04-15 | 2021-04-19 | 2021-06-14 | 25915 | 5183 | Havasu Solar | Purchase
UNSEDG-05035 | 86406 | PV (Photovoltaic) | 11.88 | 20812 | Residential | Non-Incentive | 3 - Installed | 2021-04-20 | 2021-04-26 | 2021-06-14 | 45975.6 | 9195.12 | Esmay Electric, Inc. | Purchase
UNSEDG-05038 | 86403 | PV (Photovoltaic) | 5.92 | 10044 | Residential | Non-Incentive | 3 - Installed | 2021-04-21 | 2021-04-26 | 2021-06-14 | 19824 | 3964.8 | Havasu Solar | Purchase
UNSEDG-04923 | 86406 | PV (Photovoltaic) | 15.84 | 27182 | Residential | Non-Incentive | 3 - Installed | 2021-02-24 | 2021-03-03 | 2021-06-15 | 25000 | 0 | Owner Builder | Purchase
UNSEDG-05012 | 86401 | PV (Photovoltaic) | 16.56 | 28091 | Residential | Non-Incentive | 3 - Installed | 2021-04-02 | 2021-04-08 | 2021-06-15 | 54830 | 5483 | Streamline Solar Power Systems | Purchase
UNSEDG-05023 | 86406 | PV (Photovoltaic) | 15.369 | 26486 | Residential | Non-Incentive | 3 - Installed | 2021-04-13 | 2021-04-19 | 2021-06-15 | 52254.6 | 10450.92 | Esmay Electric, Inc. | Lease
UNSEDG-05039 | 86403 | PV (Photovoltaic) | 11.47 | 20820 | Residential | Non-Incentive | 3 - Installed | 2021-04-21 | 2021-05-04 | 2021-06-15 | 36735 | 7347 | Havasu Solar | Purchase
UNSEDG-05083 | 86406 | PV (Photovoltaic) | 12.6 | 21329 | Residential | Non-Incentive | 3 - Installed | 2021-05-07 | 2021-05-13 | 2021-06-15 | 34828 | 6965.6 | Esmay Electric, Inc. | Purchase
UNSEDG-04969 | 86413 | PV (Photovoltaic) | 14.6 | 25080 | Residential | Non-Incentive | 3 - Installed | 2021-03-15 | 2021-03-31 | 2021-06-16 | 37910 | 5000 | Solar Topps LLC | Purchase
UNSEDG-04847 | 86401 | PV (Photovoltaic) | 14.555 | 25172 | Residential | Non-Incentive | 3 - Installed | 2021-01-09 | 2021-01-22 | 2021-06-21 | 59000 | 2500 | Freedom Forever | Purchase
UNSEDG-04891 | 85648 | PV (Photovoltaic) | 7.14 | 13249 | Residential | Non-Incentive | 3 - Installed | 2021-02-08 | 2021-02-23 | 2021-06-21 | 32363 | 2500 | Titan Solar Power | Purchase
UNSEDG-04921 | 86413 | PV (Photovoltaic) | 8.58 | 16229 | Residential | Non-Incentive | 3 - Installed | 2021-02-23 | 2021-03-03 | 2021-06-21 | 34779.08 | 4000 | Southwest Electrical Contractors Inc. | Purchase
UNSEDG-05001 | 86429 | PV (Photovoltaic) | 9.99 | 17967 | Residential | Non-Incentive | 3 - Installed | 2021-03-31 | 2021-04-05 | 2021-06-21 | 35000 | 10500 | SUNUP AMERICA | Purchase
UNSEDG-05018 | 86426 | PV (Photovoltaic) | 7.48 | 12133 | Residential | Non-Incentive | 3 - Installed | 2021-04-06 | 2021-04-13 | 2021-06-21 | 37743 | 2500 | Titan Solar Power | Purchase
UNSEDG-05019 | 86401 | PV (Photovoltaic) | 6.4 | 12489 | Residential | Non-Incentive | 3 - Installed | 2021-04-07 | 2021-04-13 | 2021-06-21 | 16800 | 1000 | Angle Solar | Purchase
UNSEDG-05087 | 86404 | PV (Photovoltaic) | 9.045 | 15208 | Residential | Non-Incentive | 3 - Installed | 2021-05-07 | 2021-05-18 | 2021-06-21 | 23788.35 | 4757.67 | Esmay Electric, Inc. | Purchase
UNSEDG-05088 | 86404 | PV (Photovoltaic) | 6.03 | 10545 | Residential | Non-Incentive | 3 - Installed | 2021-05-07 | 2021-05-18 | 2021-06-21 | 26431.5 | 5286.3 | Esmay Electric, Inc. | Purchase
UNSEDG-05094 | 86401 | PV (Photovoltaic) | 12.25 | 22597 | Residential | Non-Incentive | 3 - Installed | 2021-05-11 | 2021-05-18 | 2021-06-21 | 32450 | 10000 | Mohave Solar | Purchase
UNSEDG-05969 | 86429 | PV (Photovoltaic) | 11.78 | 20582 | Residential | Non-Incentive | 3 - Installed | 2021-12-09 | 2021-12-30 | 2021-06-21 | 35000 | 10500 | SUNUP AMERICA | Purchase
UNSEDG-04924 | 85648 | PV (Photovoltaic) | 7.14 | 12942 | Residential | Non-Incentive | 3 - Installed | 2021-02-24 | 2021-03-03 | 2021-06-22 | 26378 | 2500 | Titan Solar Power | Purchase
UNSEDG-04971 | 85648 | PV (Photovoltaic) | 6.8 | 12429 | Residential | Non-Incentive | 3 - Installed | 2021-03-17 | 2021-03-19 | 2021-06-22 | 22394 | 2500 | Titan Solar Power | Purchase
UNSEDG-05030 | 86406 | PV (Photovoltaic) | 14.061 | 24228 | Residential | Non-Incentive | 3 - Installed | 2021-04-15 | 2021-04-19 | 2021-06-22 | 48307.4 | 9661.48 | Esmay Electric, Inc. | Lease
UNSEDG-05051 | 86406 | PV (Photovoltaic) | 12.07 | 20997 | Residential | Non-Incentive | 3 - Installed | 2021-04-26 | 2021-04-28 | 2021-06-22 | 33150 | 6630 | Havasu Solar | Purchase
UNSEDG-05078 | 86406 | PV (Photovoltaic) | 9 | 15335 | Residential | Non-Incentive | 3 - Installed | 2021-05-06 | 2021-05-18 | 2021-06-22 | 25020 | 5004 | Esmay Electric, Inc. | Purchase
UNSEDG-04985 | 86404 | PV (Photovoltaic) | 15.75 | 26980 | Residential | Non-Incentive | 3 - Installed | 2021-03-23 | 2021-03-29 | 2021-06-23 | 63462 | 2500 | Freedom Forever | Purchase
UNSEDG-05077 | 86406 | PV (Photovoltaic) | 15.04 | 24295 | Residential | Non-Incentive | 3 - Installed | 2021-05-06 | 2021-05-18 | 2021-06-23 | 39851.2 | 7970.24 | Esmay Electric, Inc. | Purchase
UNSEDG-05103 | 86401 | PV (Photovoltaic) | 6.27 | 12311 | Residential | Non-Incentive | 3 - Installed | 2021-05-14 | 2021-05-19 | 2021-06-23 | 16800 | 1000 | Angle Solar | Purchase
UNSEDG-04946 | 85621 | PV (Photovoltaic) | 11.34 | 19832 | Residential | Non-Incentive | 3 - Installed | 2021-03-04 | 2021-03-10 | 2021-06-25 | 36500 | 2500 | Freedom Forever | Purchase
UNSEDG-05002 | 86403 | PV (Photovoltaic) | 10.8 | 19433 | Residential | Non-Incentive | 3 - Installed | 2021-03-31 | 2021-04-05 | 2021-06-25 | 28080 | 10000 | Mohave Solar | Purchase
UNSEDG-05121 | 86403 | PV (Photovoltaic) | 15.05 | 27061 | Residential | Non-Incentive | 3 - Installed | 2021-05-20 | 2021-06-08 | 2021-06-25 | 37878 | 10000 | Mohave Solar | Purchase
UNSEDG-05055 | 86406 | PV (Photovoltaic) | 7.77 | 13587 | Residential | Non-Incentive | 3 - Installed | 2021-04-29 | 2021-05-04 | 2021-06-28 | 29600 | 8880 | SUNUP AMERICA | Purchase
UNSEDG-05128 | 86406 | PV (Photovoltaic) | 15.075 | 23292 | Residential | Non-Incentive | 3 - Installed | 2021-05-21 | 2021-05-28 | 2021-06-28 | 39647.25 | 7929.45 | Esmay Electric, Inc. | Purchase
UNSEDG-04886 | 86406 | PV (Photovoltaic) | 15.66 | 25345 | Residential | Non-Incentive | 3 - Installed | 2021-02-02 | 2021-02-12 | 2021-07-01 | 57510 | 17253 | SUNUP AMERICA | Purchase
UNSEDG-04926 | 85621 | PV (Photovoltaic) | 3.74 | 6206 | Residential | Non-Incentive | 3 - Installed | 2021-02-25 | 2021-03-03 | 2021-07-01 | 14443.87 | 2500 | Titan solar Power | Purchase
UNSEDG-05060 | 86403 | PV (Photovoltaic) | 11.9 | 22634 | Residential | Non-Incentive | 3 - Installed | 2021-04-30 | 2021-05-07 | 2021-07-01 | 33150 | 6630 | Havasu Solar | Purchase
UNSEDG-05111 | 86406 | PV (Photovoltaic) | 11.55 | 20768 | Residential | Non-Incentive | 3 - Installed | 2021-05-17 | 2021-05-26 | 2021-07-01 | 27720 | 10000 | Mohave Solar | Purchase
UNSEDG-05127 | 86404 | PV (Photovoltaic) | 11.52 | 20582 | Residential | Non-Incentive | 3 - Installed | 2021-05-21 | 2021-05-28 | 2021-07-01 | 44582.4 | 8916.48 | Esmay Electric, Inc. | Purchase
UNSEDG-04864 | 86404 | PV (Photovoltaic) | 9.57 | 16117 | Residential | Non-Incentive | 3 - Installed | 2021-01-18 | 2021-02-12 | 2021-07-02 | 32560 | 9768 | SUNUP AMERICA | Purchase
UNSEDG-05154 | 85648 | PV (Photovoltaic) | 7.59 | 13470 | Residential | Non-Incentive | 3 - Installed | 2021-05-28 | 2021-06-10 | 2021-07-06 | 30766.11 | 4000 | Southwest Electrical Contractors Inc. | Purchase
UNSEDG-04863 | 86409 | PV (Photovoltaic) | 7.26 | 13596 | Residential | Non-Incentive | 3 - Installed | 2021-01-18 | 2021-02-05 | 2021-07-07 | 35583 | 5590 | Happy Home Systems, Inc. | Purchase
UNSEDG-05011 | 86404 | PV (Photovoltaic) | 6.3 | 11876 | Residential | Non-Incentive | 3 - Installed | 2021-04-02 | 2021-04-13 | 2021-07-07 | 14931 | 2986.2 | Havasu Solar | Purchase
UNSEDG-05073 | 86404 | PV (Photovoltaic) | 14 | 25173 | Residential | Non-Incentive | 3 - Installed | 2021-05-06 | 2021-05-18 | 2021-07-07 | 34200 | 10000 | Mohave Solar | Purchase
UNSEDG-05095 | 86406 | PV (Photovoltaic) | 11.2 | 20138 | Residential | Non-Incentive | 3 - Installed | 2021-05-11 | 2021-05-18 | 2021-07-07 | 28560 | 10000 | Mohave Solar | Purchase
UNSEDG-05097 | 86401 | PV (Photovoltaic) | 3.96 | 7815 | Residential | Non-Incentive | 3 - Installed | 2021-05-11 | 2021-05-19 | 2021-07-07 | 12300 | 1000 | Angle Solar | Purchase
UNSEDG-05110 | 86403 | PV (Photovoltaic) | 9.62 | 17981 | Residential | Non-Incentive | 3 - Installed | 2021-05-17 | 2021-05-19 | 2021-07-07 | 22799 | 4559.8 | Havasu Solar | Purchase
UNSEDG-05092 | 86401 | PV (Photovoltaic) | 3.96 | 6607 | Residential | Non-Incentive | 3 - Installed | 2021-05-11 | 2021-05-19 | 2021-07-09 | 12300 | 1000 | Angle Solar | Purchase
UNSEDG-05136 | 86401 | PV (Photovoltaic) | 5.28 | 10420 | Residential | Non-Incentive | 3 - Installed | 2021-05-25 | 2021-05-28 | 2021-07-09 | 14700 | 1000 | Angle Solar | Purchase
UNSEDG-05082 | 86406 | PV (Photovoltaic) | 7.77 | 14104 | Residential | Non-Incentive | 3 - Installed | 2021-05-07 | 2021-05-19 | 2021-07-14 | 18695 | 3739 | Havasu Solar | Purchase
UNSEDG-05106 | 86404 | PV (Photovoltaic) | 16.35 | 29698 | Residential | Non-Incentive | 3 - Installed | 2021-05-14 | 2021-05-19 | 2021-07-14 | 57390 | 11478 | Esmay Electric, Inc. | Lease
UNSEDG-05089 | 86404 | PV (Photovoltaic) | 11.055 | 19562 | Residential | Non-Incentive | 3 - Installed | 2021-05-07 | 2021-05-18 | 2021-07-15 | 29074.65 | 5814.93 | Esmay Electric, Inc. | Purchase
UNSEDG-05108 | 86401 | PV (Photovoltaic) | 6.27 | 12311 | Residential | Non-Incentive | 3 - Installed | 2021-05-17 | 2021-05-19 | 2021-07-21 | 14700 | 1000 | Angle Solar | Purchase
UNSEDG-05148 | 86401 | PV (Photovoltaic) | 3.96 | 6607 | Residential | Non-Incentive | 3 - Installed | 2021-05-27 | 2021-06-10 | 2021-07-21 | 12300 | 1000 | Angle Solar | Purchase
UNSEDG-05180 | 86401 | PV (Photovoltaic) | 5.61 | 9365 | Residential | Non-Incentive | 3 - Installed | 2021-06-04 | 2021-06-14 | 2021-07-21 | 14700 | 1000 | Angle Solar | Purchase
UNSEDG-04945 | 86403 | PV (Photovoltaic) | 14 | 23027 | Residential | Non-Incentive | 3 - Installed | 2021-03-03 | 2021-06-18 | 2021-07-22 | 43970 | 4397 | Streamline Solar Power Systems | Purchase
UNSEDG-05026 | 86404 | PV (Photovoltaic) | 13.6 | 24188 | Residential | Non-Incentive | 3 - Installed | 2021-04-15 | 2021-04-19 | 2021-07-22 | 45830 | 4583 | Streamline Solar Power Systems | Purchase
UNSEDG-05028 | 85621 | PV (Photovoltaic) | 5.68 | 10676 | Residential | Non-Incentive | 3 - Installed | 2021-04-15 | 2021-04-19 | 2021-07-22 | 37683.95 | 2500 | Titan Solar Power | Purchase
UNSEDG-05043 | 86406 | PV (Photovoltaic) | 28.8 | 48857 | Residential | Non-Incentive | 3 - Installed | 2021-04-23 | 2021-05-26 | 2021-07-22 | 121424.4 | 24284.88 | Esmay Electric, Inc. | Purchase
UNSEDG-05101 | 86406 | PV (Photovoltaic) | 9.62 | 17080 | Residential | Non-Incentive | 3 - Installed | 2021-05-13 | 2021-06-30 | 2021-07-22 | 21995 | 4399 | Havasu Solar | Purchase
UNSEDG-05107 | 86406 | PV (Photovoltaic) | 9.156 | 16033 | Residential | Non-Incentive | 3 - Installed | 2021-05-14 | 2021-05-19 | 2021-07-22 | 36925.28 | 7385.05 | Esmay Electric, Inc. | Purchase
UNSEDG-05053 | 86404 | PV (Photovoltaic) | 5.55 | 9655 | Residential | Non-Incentive | 3 - Installed | 2021-04-27 | 2021-05-04 | 2021-07-23 | 13754 | 2750.8 | Havasu Solar | Purchase
UNSEDG-05096 | 86406 | PV (Photovoltaic) | 14.4 | 25891 | Residential | Non-Incentive | 3 - Installed | 2021-05-11 | 2021-05-18 | 2021-07-23 | 38160 | 10000 | Mohave Solar | Purchase
UNSEDG-05112 | 86403 | PV (Photovoltaic) | 7.705 | 13537 | Residential | Non-Incentive | 3 - Installed | 2021-05-17 | 2021-05-19 | 2021-07-23 | 22064.15 | 4412.83 | Esmay Electric, Inc. | Purchase
UNSEDG-04767 | 86406 | PV (Photovoltaic) | 11.52 | 20912 | Residential | Non-Incentive | 3 - Installed | 2020-11-16 | 2020-12-09 | 2021-07-26 | 41436 | 8027.9 | Nerd Power | Purchase
UNSEDG-05059 | 86406 | PV (Photovoltaic) | 10.73 | 18031 | Residential | Non-Incentive | 3 - Installed | 2021-04-30 | 2021-05-04 | 2021-07-26 | 45987 | 9197.4 | Havasu Solar | Purchase
UNSEDG-05149 | 86403 | PV (Photovoltaic) | 7.2 | 12955 | Residential | Non-Incentive | 3 - Installed | 2021-05-27 | 2021-06-10 | 2021-07-26 | 21600 | 10000 | Mohave Solar | Purchase
UNSEDG-05102 | 86401 | PV (Photovoltaic) | 8.14 | 15702 | Residential | Non-Incentive | 3 - Installed | 2021-05-13 | 2021-05-19 | 2021-07-27 | 26746 | 5349.2 | Havasu Solar | Purchase
UNSEDG-05210 | 86406 | PV (Photovoltaic) | 3.6 | 6391 | Residential | Non-Incentive | 3 - Installed | 2021-06-10 | 2021-06-24 | 2021-07-27 | 10728 | 2145.6 | Esmay Electric, Inc. | Purchase
UNSEDG-04974 | 86401 | PV (Photovoltaic) | 20.16 | 37187 | Residential | Non-Incentive | 3 - Installed | 2021-03-18 | 2021-03-19 | 2021-07-28 | 116480 | 10000 | Mohave Solar | Purchase
UNSEDG-05014 | 86413 | PV (Photovoltaic) | 7.1 | 13754 | Residential | Non-Incentive | 3 - Installed | 2021-04-05 | 2021-04-08 | 2021-07-28 | 25958.41 | 2500 | Titan Solar Power | Purchase
UNSEDG-05056 | 85621 | PV (Photovoltaic) | 4.26 | 7149 | Residential | Non-Incentive | 3 - Installed | 2021-04-29 | 2021-05-04 | 2021-07-28 | 12165 | 4000 | Southwest Electrical Contractors Inc. | Purchase
UNSEDG-05146 | 86406 | PV (Photovoltaic) | 13.3 | 24173 | Residential | Non-Incentive | 3 - Installed | 2021-05-27 | 2021-06-10 | 2021-07-28 | 38000 | 10000 | Mohave Solar | Purchase
UNSEDG-05181 | 86401 | PV (Photovoltaic) | 5.28 | 8811 | Residential | Non-Incentive | 3 - Installed | 2021-06-04 | 2021-06-14 | 2021-07-28 | 14700 | 1000 | Angle Solar | Purchase
UNSEDG-05027 | 86404 | PV (Photovoltaic) | 11.88 | 21419 | Residential | Non-Incentive | 3 - Installed | 2021-04-15 | 2021-04-28 | 2021-07-29 | 42230 | 4223 | Streamline Solar Power Systems | Purchase
UNSEDG-05037 | 86441 | PV (Photovoltaic) | 5.185 | 9545 | Residential | Non-Incentive | 3 - Installed | 2021-04-20 | 2021-04-26 | 2021-07-29 | 20720 | 6216 | SUNUP AMERICA | Purchase
UNSEDG-05126 | 86403 | PV (Photovoltaic) | 7.04 | 12293 | Residential | Non-Incentive | 3 - Installed | 2021-05-20 | 2021-06-09 | 2021-07-29 | 27153.2 | 5430.64 | Esmay Electric, Inc. | Purchase
UNSEDG-05139 | 86403 | PV (Photovoltaic) | 11.39 | 19218 | Residential | Non-Incentive | 3 - Installed | 2021-05-25 | 2021-05-28 | 2021-07-29 | 30255.7 | 6051.14 | Esmay Electric, Inc. | Purchase
UNSEDG-05113 | 86401 | PV (Photovoltaic) | 3.96 | 7815 | Residential | Non-Incentive | 3 - Installed | 2021-05-18 | 2021-05-20 | 2021-07-30 | 12300 | 1000 | Angle Solar | Purchase
UNSEDG-04750 | 85648 | PV (Photovoltaic) | 5.28 | 9834 | Residential | Non-Incentive | 3 - Installed | 2020-11-06 | 2020-11-13 | 2021-08-04 | 21767.8 | 2500 | Titan Solar Power | Purchase
UNSEDG-04822 | 86404 | PV (Photovoltaic) | 15.12 | 27029 | Residential | Non-Incentive | 3 - Installed | 2020-12-29 | 2021-01-25 | 2021-08-04 | 44604 | 8920.8 | Esmay Electric, Inc. | Purchase
UNSEDG-04892 | 85648 | PV (Photovoltaic) | 10.2 | 18274 | Residential | Non-Incentive | 3 - Installed | 2021-02-09 | 2021-02-12 | 2021-08-04 | 33589.99 | 2500 | Titan Solar Power | Purchase
UNSEDG-05058 | 85648 | PV (Photovoltaic) | 6.51 | 11840 | Residential | Non-Incentive | 3 - Installed | 2021-04-30 | 2021-05-04 | 2021-08-04 | 25311.11 | 2671.45 | Solgen Power LLC | Purchase
UNSEDG-05129 | 86406 | PV (Photovoltaic) | 10.15 | 18250 | Residential | Non-Incentive | 3 - Installed | 2021-05-21 | 2021-05-28 | 2021-08-04 | 24147 | 10000 | Mohave Solar | Purchase
UNSEDG-05169 | 86406 | PV (Photovoltaic) | 11.1 | 19574 | Residential | Non-Incentive | 3 - Installed | 2021-06-02 | 2021-06-22 | 2021-08-04 | 26307 | 5261.4 | Havasu Solar | Purchase
UNSEDG-05183 | 86401 | PV (Photovoltaic) | 3.96 | 7800 | Residential | Non-Incentive | 3 - Installed | 2021-06-07 | 2021-06-21 | 2021-08-04 | 12300 | 1000 | Angle Solar | Purchase
UNSEDG-05213 | 86403 | PV (Photovoltaic) | 8.14 | 15535 | Residential | Non-Incentive | 3 - Installed | 2021-06-11 | 2021-06-24 | 2021-08-04 | 19842 | 3968.4 | Havasu Solar | Purchase
UNSEDG-05147 | 86403 | PV (Photovoltaic) | 12.95 | 23285 | Residential | Non-Incentive | 3 - Installed | 2021-05-27 | 2021-06-10 | 2021-08-05 | 36000 | 10000 | Mohave Solar | Purchase
UNSEDG-05185 | 85646 | PV (Photovoltaic) | 9.62 | 17590 | Residential | Non-Incentive | 3 - Installed | 2021-06-07 | 2021-06-21 | 2021-08-05 | 23947.06 | 4789.41 | Net Zero Solar LLC | Purchase
UNSEDG-05189 | 86406 | PV (Photovoltaic) | 8.175 | 13723 | Residential | Non-Incentive | 3 - Installed | 2021-06-07 | 2021-06-21 | 2021-08-05 | 33682.5 | 6736.5 | Esmay Electric, Inc. | Purchase
UNSEDG-05220 | 85648 | PV (Photovoltaic) | 6.12 | 11385 | Residential | Non-Incentive | 3 - Installed | 2021-06-15 | 2021-06-24 | 2021-08-05 | 12300 | 8610 | Tesla Energy Operations, Inc. | Purchase
UNSEDG-05295 | 85646 | PV (Photovoltaic) | 4.07 | 7147 | Residential | Non-Incentive | 3 - Installed | 2021-07-02 | 2021-07-12 | 2021-08-05 | 11973.94 | 2394.79 | Net Zero Solar LLC | Purchase
UNSEDG-04898 | 85648 | PV (Photovoltaic) | 8.16 | 13147 | Residential | Non-Incentive | 3 - Installed | 2021-02-11 | 2021-02-12 | 2021-08-06 | 27961.6 | 2500 | Titan Solar Power | Purchase
UNSEDG-05074 | 86406 | PV (Photovoltaic) | 10.8 | 18664 | Residential | Non-Incentive | 3 - Installed | 2021-05-06 | 2021-05-18 | 2021-08-06 | 36420 | 3642 | Streamline Solar Power Systems | Purchase
UNSEDG-05140 | 86406 | PV (Photovoltaic) | 11.05 | 18963 | Residential | Non-Incentive | 3 - Installed | 2021-05-26 | 2021-06-10 | 2021-08-06 | 43592.71 | 21796.35 | ABP Electrical | Purchase
UNSEDG-05153 | 86403 | PV (Photovoltaic) | 10.64 | 19393 | Residential | Non-Incentive | 3 - Installed | 2021-05-28 | 2021-06-10 | 2021-08-06 | 26775 | 10000 | Mohave Solar | Purchase
UNSEDG-05182 | 86403 | PV (Photovoltaic) | 9.25 | 16708 | Residential | Non-Incentive | 3 - Installed | 2021-06-07 | 2021-06-21 | 2021-08-09 | 22495 | 6748.5 | Tri State Solar & Wind Corp. | Purchase
UNSEDG-05048 | 86444 | PV (Photovoltaic) | 9.23 | 16191 | Residential | Non-Incentive | 3 - Installed | 2021-04-26 | 2021-04-28 | 2021-08-12 | 33672.48 | 4000 | Southwest Electrical Contractors Inc. | Purchase
UNSEDG-05065 | 86403 | PV (Photovoltaic) | 11.84 | 22067 | Residential | Non-Incentive | 3 - Installed | 2021-05-03 | 2021-05-19 | 2021-08-12 | 40407 | 8081.4 | Havasu Solar | Purchase
UNSEDG-05195 | 86404 | PV (Photovoltaic) | 15.2 | 27673 | Residential | Non-Incentive | 3 - Installed | 2021-06-08 | 2021-06-22 | 2021-08-12 | 38280 | 10000 | Mohave Solar | Purchase
UNSEDG-05206 | 86406 | PV (Photovoltaic) | 15.042 | 27017 | Residential | Non-Incentive | 3 - Installed | 2021-06-09 | 2021-06-24 | 2021-08-12 | 57310.02 | 11462 | Esmay Electric, Inc. | Purchase
UNSEDG-05214 | 86401 | PV (Photovoltaic) | 5.49 | 9139 | Residential | Non-Incentive | 3 - Installed | 2021-06-12 | 2021-06-24 | 2021-08-12 | 24995 | 7498.5 | SUNUP AMERICA | Purchase
UNSEDG-05219 | 86403 | PV (Photovoltaic) | 12.6 | 21492 | Residential | Non-Incentive | 3 - Installed | 2021-06-15 | 2021-06-24 | 2021-08-12 | 48762 | 9752.4 | Esmay Electric, Inc. | Purchase
UNSEDG-05242 | 85648 | PV (Photovoltaic) | 7.44 | 13564 | Residential | Non-Incentive | 3 - Installed | 2021-06-23 | 2021-06-28 | 2021-08-12 | 28411.11 | 2841.19 | Solgen Power LLC | Purchase
UNSEDG-05330 | 86401 | PV (Photovoltaic) | 3.96 | 6571 | Residential | Non-Incentive | 3 - Installed | 2021-07-13 | 2021-07-26 | 2021-08-12 | 12300 | 1000 | Angle Solar | Purchase
UNSEDG-04982 | 85648 | PV (Photovoltaic) | 4.41 | 8364 | Residential | Non-Incentive | 3 - Installed | 2021-03-22 | 2021-03-29 | 2021-08-13 | 24958 | 2500 | Freedom Forever | Purchase
UNSEDG-05144 | 86404 | PV (Photovoltaic) | 12.24 | 22024 | Residential | Non-Incentive | 3 - Installed | 2021-05-27 | 2021-06-09 | 2021-08-13 | 32436 | 10000 | Mohave Solar | Purchase
UNSEDG-05166 | 86409 | PV (Photovoltaic) | 14.7 | 23655 | Residential | Non-Incentive | 3 - Installed | 2021-06-01 | 2021-06-10 | 2021-08-13 | 49520 | 2500 | Freedom Forever | Purchase
UNSEDG-05264 | 86401 | PV (Photovoltaic) | 9.36 | 16271 | Residential | Non-Incentive | 3 - Installed | 2021-06-29 | 2021-07-01 | 2021-08-13 | 23400 | 3000 | Burro Electric | Purchase
UNSEDG-05306 | 86401 | PV (Photovoltaic) | 5.28 | 10420 | Residential | Non-Incentive | 3 - Installed | 2021-07-07 | 2021-07-12 | 2021-08-13 | 16600 | 1000 | Angle Solar | Purchase
UNSEDG-05322 | 86406 | PV (Photovoltaic) | 11.39 | 20155 | Residential | Non-Incentive | 3 - Installed | 2021-07-13 | 2021-07-20 | 2021-08-13 | 29955.7 | 5991.14 | Esmay Electric, Inc. | Purchase
UNSEDG-04972 | 85648 | PV (Photovoltaic) | 11.16 | 18465 | Residential | Non-Incentive | 3 - Installed | 2021-03-17 | 2021-03-19 | 2021-08-17 | 36857.78 | 2500 | Titan Solar Power | Purchase
UNSEDG-05142 | 86401 | PV (Photovoltaic) | 8.14 | 13885 | Residential | Non-Incentive | 3 - Installed | 2021-05-26 | 2021-06-09 | 2021-08-17 | 27692 | 5538.4 | Havasu Solar | Purchase
UNSEDG-05201 | 86404 | PV (Photovoltaic) | 12.92 | 23522 | Residential | Non-Incentive | 3 - Installed | 2021-06-09 | 2021-06-24 | 2021-08-17 | 32938 | 10000 | Mohave Solar | Purchase
UNSEDG-05118 | 86413 | PV (Photovoltaic) | 10.2 | 17968 | Residential | Non-Incentive | 3 - Installed | 2021-05-19 | 2021-05-26 | 2021-08-18 | 30490 | 3049 | Streamline Solar Power Systems | Purchase
UNSEDG-05131 | 86403 | PV (Photovoltaic) | 9.6 | 17111 | Residential | Non-Incentive | 3 - Installed | 2021-05-24 | 2021-05-28 | 2021-08-18 | 23132 | 2313.2 | Streamline Solar Power Systems | Purchase
UNSEDG-05196 | 86406 | PV (Photovoltaic) | 9.72 | 18276 | Residential | Non-Incentive | 3 - Installed | 2021-06-08 | 2021-06-24 | 2021-08-18 | 29500 | 10000 | AAA Electric inc | Purchase
UNSEDG-05230 | 85646 | PV (Photovoltaic) | 4.65 | 7539 | Residential | Non-Incentive | 3 - Installed | 2021-06-21 | 2021-06-28 | 2021-08-18 | 22211.11 | 1069.5 | Solgen Power LLC | Purchase
UNSEDG-05286 | 86409 | PV (Photovoltaic) | 4 | 7480 | Residential | Non-Incentive | 3 - Installed | 2021-06-30 | 2021-07-08 | 2021-08-18 | 11734 | 1173.4 | Streamline Solar Power Systems | Purchase
UNSEDG-04739 | 85624 | PV (Photovoltaic) | 8.06 | 14995 | Residential | Non-Incentive | 3 - Installed | 2020-11-03 | 2020-11-12 | 2021-08-20 | 25000 | 10000 | Owner Builder | Purchase
UNSEDG-05072 | 86404 | PV (Photovoltaic) | 11.52 | 20522 | Residential | Non-Incentive | 3 - Installed | 2021-05-06 | 2021-05-18 | 2021-08-20 | 30847 | 3084.7 | Streamline Solar Power Systems | Purchase
UNSEDG-05194 | 85621 | PV (Photovoltaic) | 7.44 | 12049 | Residential | Non-Incentive | 3 - Installed | 2021-06-08 | 2021-06-22 | 2021-08-20 | 28303.33 | 1711.2 | Solgen Power LLC | Purchase
UNSEDG-05275 | 86406 | PV (Photovoltaic) | 17.48 | 31635 | Residential | Non-Incentive | 3 - Installed | 2021-06-30 | 2021-07-06 | 2021-08-20 | 44574 | 10000 | Mohave Solar | Purchase
UNSEDG-05288 | 85621 | PV (Photovoltaic) | 3.1 | 5022 | Residential | Non-Incentive | 3 - Installed | 2021-07-01 | 2021-07-12 | 2021-08-20 | 15455.61 | 985.32 | Solgen Power LLC | Purchase
UNSEDG-04427 | 85621 | PV (Photovoltaic) | 365.365 | 654818 | Non-Residential | Non-Incentive | 3 - Installed | 2020-04-30 | 2020-07-28 | 2021-08-23 | 630000 | 130000 | Solar Gain Inc. | Purchase
UNSEDG-05281 | 86401 | PV (Photovoltaic) | 3.96 | 7532 | Residential | Non-Incentive | 3 - Installed | 2021-06-30 | 2021-07-08 | 2021-08-23 | 16613.06 | 4000 | Southwest Electrical Contractors Inc. | Purchase
UNSEDG-05283 | 86401 | PV (Photovoltaic) | 3.3 | 5588 | Residential | Non-Incentive | 3 - Installed | 2021-06-30 | 2021-07-08 | 2021-08-23 | 15690.11 | 4000 | Southwest Electrical Contractors Inc. | Purchase
UNSEDG-05075 | 85648 | PV (Photovoltaic) | 8.16 | 15461 | Residential | Non-Incentive | 3 - Installed | 2021-05-06 | 2021-05-18 | 2021-08-24 | 11004.4 | 6084.4 | Tesla Energy Operations, Inc. | Purchase
UNSEDG-05160 | 86409 | PV (Photovoltaic) | 7 | 12392 | Residential | Non-Incentive | 3 - Installed | 2021-05-30 | 2021-06-10 | 2021-08-24 | 27300 | 2500 | Freedom Forever | Purchase
UNSEDG-05170 | 86406 | PV (Photovoltaic) | 9.62 | 17996 | Residential | Non-Incentive | 3 - Installed | 2021-06-02 | 2021-06-10 | 2021-08-24 | 23779 | 4755.8 | Havasu Solar | Purchase
UNSEDG-05203 | 86406 | PV (Photovoltaic) | 11.78 | 21410 | Residential | Non-Incentive | 3 - Installed | 2021-06-09 | 2021-06-28 | 2021-08-24 | 38200 | 10000 | Mohave Solar | Purchase
UNSEDG-05212 | 86406 | PV (Photovoltaic) | 16.65 | 31189 | Residential | Non-Incentive | 3 - Installed | 2021-06-11 | 2021-06-24 | 2021-08-24 | 57380 | 11476 | Havasu Solar | Purchase
UNSEDG-04819 | 86401 | PV (Photovoltaic) | 5.76 | 11127 | Residential | Non-Incentive | 3 - Installed | 2020-12-28 | 2021-01-05 | 2021-08-25 | 27939 | 13969.5 | Solcius, LLC | Purchase
UNSEDG-05222 | 86403 | PV (Photovoltaic) | 11.445 | 20261 | Residential | Non-Incentive | 3 - Installed | 2021-06-15 | 2021-06-24 | 2021-08-25 | 39913 | 7982.6 | Esmay Electric, Inc. | Lease
UNSEDG-05252 | 86404 | PV (Photovoltaic) | 5.12 | 9070 | Residential | Non-Incentive | 3 - Installed | 2021-06-25 | 2021-06-30 | 2021-08-25 | 15265.6 | 3053.12 | Esmay Electric, Inc. | Purchase
UNSEDG-05274 | 86401 | PV (Photovoltaic) | 4.62 | 7511 | Residential | Non-Incentive | 3 - Installed | 2021-06-30 | 2021-07-06 | 2021-08-25 | 20674.03 | 4000 | Southwest Electrical Contractors Inc. | Purchase
UNSEDG-05314 | 86401 | PV (Photovoltaic) | 8.58 | 15475 | Residential | Non-Incentive | 3 - Installed | 2021-07-08 | 2021-07-21 | 2021-08-25 | 24024 | 4000 | Southwest Electrical Contractors, Inc | Purchase
UNSEDG-05328 | 86413 | PV (Photovoltaic) | 5.28 | 10420 | Residential | Non-Incentive | 3 - Installed | 2021-07-13 | 2021-07-26 | 2021-08-25 | 16600 | 1000 | Angle Solar | Purchase
UNSEDG-05254 | 86403 | PV (Photovoltaic) | 4.07 | 7593 | Residential | Non-Incentive | 3 - Installed | 2021-07-16 | 2021-07-16 | 2021-08-30 | 10246 | 2049.2 | Havasu Solar | Purchase
UNSEDG-04928 | 85621 | PV (Photovoltaic) | 8.84 | 15907 | Residential | Non-Incentive | 3 - Installed | 2021-02-25 | 2021-03-03 | 2021-09-01 | 30685.47 | 2500 | Titan Solar Power | Purchase
UNSEDG-04989 | 85648 | PV (Photovoltaic) | 6.48 | 11661 | Residential | Non-Incentive | 3 - Installed | 2021-03-25 | 2021-03-29 | 2021-09-01 | 18647.5 | 3729.5 | Net Zero Solar LLC | Purchase
UNSEDG-05109 | 86409 | PV (Photovoltaic) | 9.8 | 19119 | Residential | Non-Incentive | 3 - Installed | 2021-05-17 | 2021-05-28 | 2021-09-01 | 37396 | 7479.2 | Havasu Solar | Purchase
UNSEDG-05190 | 86401 | PV (Photovoltaic) | 5.55 | 10761 | Residential | Non-Incentive | 3 - Installed | 2021-06-07 | 2021-06-21 | 2021-09-01 | 17776 | 3555.2 | Havasu Solar | Purchase
UNSEDG-05253 | 86406 | PV (Photovoltaic) | 5.886 | 10105 | Residential | Non-Incentive | 3 - Installed | 2021-06-25 | 2021-06-30 | 2021-09-01 | 24755.4 | 4951.08 | Esmay Electric, Inc. | Purchase
UNSEDG-05263 | 86403 | PV (Photovoltaic) | 14.06 | 25554 | Residential | Non-Incentive | 3 - Installed | 2021-06-29 | 2021-07-01 | 2021-09-01 | 35353 | 10000 | Mohave Solar | Purchase
UNSEDG-05296 | 86401 | PV (Photovoltaic) | 8.58 | 14174 | Residential | Non-Incentive | 3 - Installed | 2021-07-02 | 2021-07-12 | 2021-09-01 | 37865.12 | 4000 | Southwest Electrical Contractors Inc. | Purchase
UNSEDG-04895 | 86409 | PV (Photovoltaic) | 6.12 | 10407 | Residential | Non-Incentive | 3 - Installed | 2021-02-10 | 2021-02-12 | 2021-09-02 | 24881 | 9952.4 | ABP Electrical | Purchase
UNSEDG-05116 | 86401 | PV (Photovoltaic) | 4.62 | 8938 | Residential | Non-Incentive | 3 - Installed | 2021-05-18 | 2021-05-26 | 2021-09-02 | 18227.2 | 2500 | Titan Solar Power | Purchase
UNSEDG-05217 | 86404 | PV (Photovoltaic) | 8.88 | 16943 | Residential | Non-Incentive | 3 - Installed | 2021-06-14 | 2021-06-24 | 2021-09-02 | 27014 | 5402.8 | Havasu Solar | Purchase
UNSEDG-05336 | 86406 | PV (Photovoltaic) | 10.65 | 19334 | Residential | Non-Incentive | 3 - Installed | 2021-07-14 | 2021-07-22 | 2021-09-02 | 34129 | 6825.8 | Havasu Solar | Purchase
UNSEDG-05188 | 86406 | PV (Photovoltaic) | 10.73 | 17542 | Residential | Non-Incentive | 3 - Installed | 2021-06-07 | 2021-06-22 | 2021-09-03 | 34365 | 6873 | Havasu Solar | Purchase
UNSEDG-05197 | 86406 | PV (Photovoltaic) | 12.21 | 18480 | Residential | Non-Incentive | 3 - Installed | 2021-06-08 | 2021-06-22 | 2021-09-03 | 29700 | 5940 | Havasu Solar | Purchase
UNSEDG-05261 | 86401 | PV (Photovoltaic) | 6.84 | 12694 | Residential | Non-Incentive | 3 - Installed | 2021-06-29 | 2021-08-03 | 2021-09-03 | 18810 | 10000 | Mohave Solar | Purchase
UNSEDG-05262 | 86404 | PV (Photovoltaic) | 10.137 | 17230 | Residential | Non-Incentive | 3 - Installed | 2021-06-29 | 2021-07-01 | 2021-09-03 | 38621.97 | 7724.39 | Esmay Electric, Inc. | Purchase
UNSEDG-05271 | 86401 | PV (Photovoltaic) | 5.28 | 10420 | Residential | Non-Incentive | 3 - Installed | 2021-06-30 | 2021-07-06 | 2021-09-03 | 16600 | 1000 | Angle Solar | Purchase
UNSEDG-05299 | 86404 | PV (Photovoltaic) | 10.73 | 16129 | Residential | Non-Incentive | 3 - Installed | 2021-07-06 | 2021-07-12 | 2021-09-03 | 39095 | 7819 | Havasu Solar | Purchase
UNSEDG-05042 | 86401 | PV (Photovoltaic) | 9.62 | 16050 | Residential | Non-Incentive | 3 - Installed | 2021-04-22 | 2021-04-26 | 2021-09-07 | 35594 | 10678.2 | SUNUP AMERICA | Purchase
UNSEDG-05145 | 85648 | PV (Photovoltaic) | 5.58 | 10127 | Residential | Non-Incentive | 3 - Installed | 2021-05-27 | 2021-06-09 | 2021-09-07 | 21744.44 | 1305.6 | Solgen Power LLC | Purchase
UNSEDG-05165 | 85648 | PV (Photovoltaic) | 9.18 | 16527 | Residential | Non-Incentive | 3 - Installed | 2021-06-01 | 2021-06-10 | 2021-09-07 | 29489.2 | 2500 | Freedom Forever | Purchase
UNSEDG-05259 | 86406 | PV (Photovoltaic) | 27.65 | 47990 | Residential | Non-Incentive | 3 - Installed | 2021-06-29 | 2021-08-09 | 2021-09-07 | 74878 | 14975.6 | Esmay Electric, Inc. | Purchase
UNSEDG-05268 | 86401 | PV (Photovoltaic) | 4.95 | 9213 | Residential | Non-Incentive | 3 - Installed | 2021-06-29 | 2021-07-16 | 2021-09-07 | 24227.38 | 4000 | Southwest Electrical Contractors Inc. | Purchase
UNSEDG-05272 | 86401 | PV (Photovoltaic) | 9.24 | 14921 | Residential | Non-Incentive | 3 - Installed | 2021-06-30 | 2021-07-06 | 2021-09-07 | 41348.06 | 4000 | Southwest Electrical Contractors Inc. | Purchase
UNSEDG-05301 | 86401 | PV (Photovoltaic) | 5.94 | 10011 | Residential | Non-Incentive | 3 - Installed | 2021-07-06 | 2021-07-12 | 2021-09-07 | 24919.59 | 4000 | Southwest Electrical Contractors Inc. | Purchase
UNSEDG-05302 | 86406 | PV (Photovoltaic) | 13.69 | 25496 | Residential | Non-Incentive | 3 - Installed | 2021-07-06 | 2021-07-12 | 2021-09-07 | 36589 | 7317.8 | Havasu Solar | Purchase
UNSEDG-05354 | 86401 | PV (Photovoltaic) | 10.36 | 19651 | Residential | Non-Incentive | 3 - Installed | 2021-07-20 | 2021-08-03 | 2021-09-07 | 36000 | 10800 | SUNUP AMERICA | Purchase
UNSEDG-05163 | 86413 | PV (Photovoltaic) | 10.85 | 19651 | Residential | Non-Incentive | 3 - Installed | 2021-05-30 | 2021-06-10 | 2021-09-08 | 48092 | 2500 | Freedom Forever | Purchase
UNSEDG-04998 | 86406 | PV (Photovoltaic) | 10.71 | 18503 | Residential | Non-Incentive | 3 - Installed | 2021-03-29 | 2021-03-31 | 2021-09-10 | 37268 | 2500 | Freedom Forever | Purchase
UNSEDG-05174 | 86403 | PV (Photovoltaic) | 7.93 | 13763 | Residential | Non-Incentive | 3 - Installed | 2021-06-03 | 2021-06-10 | 2021-09-10 | 33500 | 10050 | SUNUP AMERICA | Purchase
UNSEDG-05228 | 85648 | PV (Photovoltaic) | 8.68 | 14513 | Residential | Non-Incentive | 3 - Installed | 2021-06-18 | 2021-06-24 | 2021-09-10 | 33655.56 | 3522.45 | Solgen Power LLC | Purchase
UNSEDG-05260 | 86406 | PV (Photovoltaic) | 8.4 | 14573 | Residential | Non-Incentive | 3 - Installed | 2021-06-29 | 2021-07-12 | 2021-09-10 | 22596 | 4519.2 | Esmay Electric, Inc. | Purchase
UNSEDG-05278 | 86406 | PV (Photovoltaic) | 11.2 | 19948 | Residential | Non-Incentive | 3 - Installed | 2021-06-30 | 2021-07-06 | 2021-09-10 | 38975 | 11693 | SUNUP AMERICA | Purchase
UNSEDG-05245 | 86401 | PV (Photovoltaic) | 7.35 | 12027 | Residential | Non-Incentive | 3 - Installed | 2021-06-24 | 2021-06-28 | 2021-09-13 | 29322 | 17319 | Wise Electric, Inc. | Purchase
UNSEDG-05280 | 86409 | PV (Photovoltaic) | 4.29 | 7204 | Residential | Non-Incentive | 3 - Installed | 2021-06-30 | 2021-07-08 | 2021-09-13 | 16797.65 | 4000 | Southwest Electrical Contractors Inc. | Purchase
UNSEDG-05164 | 86413 | PV (Photovoltaic) | 6.65 | 10886 | Residential | Non-Incentive | 3 - Installed | 2021-06-01 | 2021-06-14 | 2021-09-15 | 22795 | 10000 | AZ SUN SERVICES | Purchase
UNSEDG-05269 | 86406 | PV (Photovoltaic) | 13.49 | 19954 | Residential | Non-Incentive | 3 - Installed | 2021-06-29 | 2021-07-06 | 2021-09-15 | 45258 | 9051.6 | Havasu Solar | Purchase
UNSEDG-05313 | 86406 | PV (Photovoltaic) | 17.1 | 31079 | Residential | Non-Incentive | 3 - Installed | 2021-07-08 | 2021-08-03 | 2021-09-15 | 53815 | 10000 | Mohave Solar | Purchase
UNSEDG-05318 | 86403 | PV (Photovoltaic) | 6.16 | 10905 | Residential | Non-Incentive | 3 - Installed | 2021-07-11 | 2021-07-16 | 2021-09-15 | 6000 | 0 | Self Install | Purchase
UNSEDG-05334 | 86401 | PV (Photovoltaic) | 7.1 | 12407 | Residential | Non-Incentive | 3 - Installed | 2021-07-14 | 2021-08-03 | 2021-09-15 | 27800.31 | 4000 | Southwest Electrical Contractors Inc. | Purchase
UNSEDG-05353 | 86401 | PV (Photovoltaic) | 7.77 | 14645 | Residential | Non-Incentive | 3 - Installed | 2021-07-20 | 2021-07-27 | 2021-09-15 | 30750 | 9225 | SUNUP AMERICA | Purchase
UNSEDG-05402 | 86426 | PV (Photovoltaic) | 7.82 | 13536 | Residential | Non-Incentive | 3 - Installed | 2021-08-04 | 2021-08-13 | 2021-09-15 | 16535 | 4960.5 | Tri State Solar & Wind Corp. | Purchase
UNSEDG-05297 | 86404 | PV (Photovoltaic) | 15.96 | 29007 | Residential | Non-Incentive | 3 - Installed | 2021-07-06 | 2021-07-16 | 2021-09-16 | 40698 | 10000 | Mohave Solar | Purchase
UNSEDG-05326 | 86403 | PV (Photovoltaic) | 9.1 | 14145 | Residential | Non-Incentive | 3 - Installed | 2021-07-13 | 2021-07-20 | 2021-09-16 | 25143 | 5028.6 | Esmay Electric, Inc. | Purchase
UNSEDG-05329 | 86404 | PV (Photovoltaic) | 11.375 | 19997 | Residential | Non-Incentive | 3 - Installed | 2021-07-13 | 2021-07-26 | 2021-09-16 | 39250 | 11775 | SUNUP AMERICA | Purchase
UNSEDG-05335 | 86403 | PV (Photovoltaic) | 10.65 | 19046 | Residential | Non-Incentive | 3 - Installed | 2021-07-14 | 2021-07-27 | 2021-09-16 | 26100 | 5220 | Havasu Solar | Purchase
UNSEDG-05191 | 86406 | PV (Photovoltaic) | 9.25 | 17190 | Residential | Non-Incentive | 3 - Installed | 2021-06-07 | 2021-06-22 | 2021-09-17 | 29625 | 5925 | Havasu Solar | Purchase
UNSEDG-05250 | 86406 | PV (Photovoltaic) | 7.4 | 13321 | Residential | Non-Incentive | 3 - Installed | 2021-06-24 | 2021-06-30 | 2021-09-17 | 24781 | 4956.2 | Havasu Solar | Purchase
UNSEDG-05251 | 86406 | PV (Photovoltaic) | 21.909 | 36454 | Residential | Non-Incentive | 3 - Installed | 2021-06-25 | 2021-08-10 | 2021-09-17 | 76681.5 | 15336.3 | Esmay Electric, Inc. | Lease
UNSEDG-05323 | 86406 | PV (Photovoltaic) | 13.32 | 23440 | Residential | Non-Incentive | 3 - Installed | 2021-07-13 | 2021-07-20 | 2021-09-17 | 38861.6 | 7772.32 | Esmay Electric, Inc. | Purchase
UNSEDG-05362 | 86403 | PV (Photovoltaic) | 7.455 | 13896 | Residential | Non-Incentive | 3 - Installed | 2021-07-21 | 2021-08-03 | 2021-09-17 | 17680 | 3536 | Havasu Solar | Purchase
UNSEDG-05248 | 86409 | PV (Photovoltaic) | 7.13 | 12022 | Residential | Non-Incentive | 3 - Installed | 2021-06-24 | 2021-06-30 | 2021-09-20 | 28850 | 8655 | SUNUP AMERICA | Purchase
UNSEDG-05155 | 86404 | PV (Photovoltaic) | 16 | 26853 | Residential | Non-Incentive | 3 - Installed | 2021-05-28 | 2021-08-10 | 2021-09-23 | 53490 | 5349 | Streamline Solar Power Systems | Purchase
UNSEDG-05308 | 86406 | PV (Photovoltaic) | 18.4 | 32859 | Residential | Non-Incentive | 3 - Installed | 2021-07-07 | 2021-07-12 | 2021-09-23 | 60350 | 6035 | Streamline Solar Power Systems | Purchase
UNSEDG-05337 | 86401 | PV (Photovoltaic) | 11.2 | 21023 | Residential | Non-Incentive | 3 - Installed | 2021-07-14 | 2021-07-27 | 2021-09-23 | 27560 | 2756 | Streamline Solar Power Systems | Purchase
UNSEDG-05068 | 85648 | PV (Photovoltaic) | 5.325 | 9657 | Residential | Non-Incentive | 3 - Installed | 2021-05-04 | 2021-05-13 | 2021-09-27 | 26053 | 2500 | Titan Solar Power | Purchase
UNSEDG-05081 | 86401 | PV (Photovoltaic) | 6.29 | 12124 | Residential | Non-Incentive | 3 - Installed | 2021-05-07 | 2021-05-13 | 2021-09-27 | 20145 | 4029 | Havasu Solar | Purchase
UNSEDG-05098 | 86409 | PV (Photovoltaic) | 5.68 | 10642 | Residential | Non-Incentive | 3 - Installed | 2021-05-12 | 2021-05-19 | 2021-09-27 | 31000 | 4373 | Solar Electric Freedom | Purchase
UNSEDG-05249 | 86406 | PV (Photovoltaic) | 14.4 | 23213 | Residential | Non-Incentive | 3 - Installed | 2021-06-24 | 2021-06-30 | 2021-09-27 | 46280 | 4628 | Streamline Solar Power Systems | Purchase
UNSEDG-05311 | 86403 | PV (Photovoltaic) | 6.39 | 11539 | Residential | Non-Incentive | 3 - Installed | 2021-07-08 | 2021-07-12 | 2021-09-27 | 21799 | 4359.8 | Havasu Solar | Purchase
UNSEDG-05331 | 86409 | PV (Photovoltaic) | 11.445 | 18280 | Residential | Non-Incentive | 3 - Installed | 2021-07-14 | 2021-07-26 | 2021-09-27 | 45093.3 | 9018.66 | Esmay Electric, Inc. | Purchase
UNSEDG-05332 | 86401 | PV (Photovoltaic) | 6.27 | 12500 | Residential | Non-Incentive | 3 - Installed | 2021-07-14 | 2021-07-26 | 2021-09-27 | 18300 | 1000 | Angle Solar | Purchase
UNSEDG-05333 | 86406 | PV (Photovoltaic) | 11.2 | 18831 | Residential | Non-Incentive | 3 - Installed | 2021-07-14 | 2021-07-27 | 2021-09-27 | 33696 | 6739.2 | Esmay Electric, Inc. | Purchase
UNSEDG-05340 | 86401 | PV (Photovoltaic) | 5.28 | 10420 | Residential | Non-Incentive | 3 - Installed | 2021-07-15 | 2021-07-27 | 2021-09-27 | 16600 | 1000 | Angle Solar | Purchase
UNSEDG-05374 | 86403 | PV (Photovoltaic) | 8.75 | 15530 | Residential | Non-Incentive | 3 - Installed | 2021-07-27 | 2021-08-03 | 2021-09-27 | 24387.5 | 4877.5 | Esmay Electric, Inc. | Purchase
UNSEDG-05381 | 86406 | PV (Photovoltaic) | 12.07 | 19226 | Residential | Non-Incentive | 3 - Installed | 2021-07-29 | 2021-08-10 | 2021-09-27 | 29966 | 5993.2 | Havasu Solar | Purchase
UNSEDG-05223 | 86406 | PV (Photovoltaic) | 5.36 | 8930 | Residential | Non-Incentive | 3 - Installed | 2021-06-15 | 2021-06-22 | 2021-09-28 | 16932.8 | 3386.56 | Esmay Electric, Inc. | Purchase
UNSEDG-05310 | 86406 | PV (Photovoltaic) | 11.715 | 22154 | Residential | Non-Incentive | 3 - Installed | 2021-07-08 | 2021-07-12 | 2021-09-28 | 35691 | 7138.2 | Havasu Solar | Purchase
UNSEDG-05406 | 86406 | PV (Photovoltaic) | 9.45 | 16445 | Residential | Non-Incentive | 3 - Installed | 2021-08-04 | 2021-08-13 | 2021-09-28 | 26743.5 | 5348.7 | Esmay Electric, Inc. | Purchase
UNSEDG-05138 | 86413 | PV (Photovoltaic) | 9.1 | 16655 | Residential | Non-Incentive | 3 - Installed | 2021-05-25 | 2021-05-28 | 2021-09-29 | 44415 | 2500 | Freedom Forever | Purchase
UNSEDG-05225 | 86404 | PV (Photovoltaic) | 15.75 | 28320 | Residential | Non-Incentive | 3 - Installed | 2021-06-16 | 2021-06-24 | 2021-09-30 | 45000 | 10000 | Mohave Solar | Purchase
UNSEDG-05240 | 86444 | PV (Photovoltaic) | 10.675 | 20002 | Residential | Non-Incentive | 3 - Installed | 2021-06-22 | 2021-06-28 | 2021-09-30 | 73805 | 22141.5 | SUNUP AMERICA | Purchase
UNSEDG-05360 | 86404 | PV (Photovoltaic) | 10.65 | 18136 | Residential | Non-Incentive | 3 - Installed | 2021-07-21 | 2021-07-30 | 2021-09-30 | 34109 | 6821.8 | Havasu Solar | Purchase
UNSEDG-04992 | 86401 | PV (Photovoltaic) | 13.68 | 26138 | Residential | Non-Incentive | 3 - Installed | 2021-03-25 | 2021-03-31 | 2021-10-01 | 50000 | 3000 | Burro Electric | Purchase
UNSEDG-05159 | 86409 | PV (Photovoltaic) | 5.6 | 9655 | Residential | Non-Incentive | 3 - Installed | 2021-05-30 | 2021-06-24 | 2021-10-01 | 20824 | 2500 | Freedom Forever | Purchase
UNSEDG-05292 | 86401 | PV (Photovoltaic) | 5.28 | 10420 | Residential | Non-Incentive | 3 - Installed | 2021-07-02 | 2021-07-12 | 2021-10-01 | 16600 | 1000 | Angle Solar | Purchase
UNSEDG-05303 | 86401 | PV (Photovoltaic) | 3.63 | 6164 | Residential | Non-Incentive | 3 - Installed | 2021-07-07 | 2021-07-12 | 2021-10-01 | 18274.37 | 4000 | Southwest Electrical Contractors Inc. | Purchase
UNSEDG-05317 | 86401 | PV (Photovoltaic) | 9.1 | 17572 | Residential | Non-Incentive | 3 - Installed | 2021-07-11 | 2021-07-16 | 2021-10-01 | 34824 | 10447 | SUNUP AMERICA | Purchase
UNSEDG-05349 | 86403 | PV (Photovoltaic) | 14.06 | 25587 | Residential | Non-Incentive | 3 - Installed | 2021-07-19 | 2021-07-27 | 2021-10-01 | 34884 | 10000 | Mohave Solar | Purchase
UNSEDG-04990 | 86401 | PV (Photovoltaic) | 5.44 | 10050 | Residential | Non-Incentive | 3 - Installed | 2021-03-25 | 2021-03-29 | 2021-10-04 | 26939 | 13469.5 | Solcius, LLC | Purchase
UNSEDG-05123 | 85621 | PV (Photovoltaic) | 9.86 | 18677 | Residential | Non-Incentive | 3 - Installed | 2021-05-20 | 2021-05-28 | 2021-10-04 | 19816.67 | 13871.67 | Tesla Energy Operations, Inc. | Purchase
UNSEDG-05279 | 86409 | PV (Photovoltaic) | 4.29 | 7013 | Residential | Non-Incentive | 3 - Installed | 2021-06-30 | 2021-07-27 | 2021-10-04 | 17507 | 4000 | Southwest Electrical Contractors Inc. | Purchase
UNSEDG-05298 | 86404 | PV (Photovoltaic) | 11.84 | 21945 | Residential | Non-Incentive | 3 - Installed | 2021-07-06 | 2021-07-12 | 2021-10-04 | 39542 | 7908.4 | Havasu Solar | Purchase
UNSEDG-05327 | 86401 | PV (Photovoltaic) | 4.44 | 7779 | Residential | Non-Incentive | 3 - Installed | 2021-07-13 | 2021-07-27 | 2021-10-04 | 13231.2 | 2646.24 | Esmay Electric, Inc. | Purchase
UNSEDG-05407 | 86403 | PV (Photovoltaic) | 4.32 | 7212 | Residential | Non-Incentive | 3 - Installed | 2021-08-04 | 2021-08-13 | 2021-10-04 | 17625.6 | 3525.12 | Esmay Electric, Inc. | Purchase
UNSEDG-05443 | 86404 | PV (Photovoltaic) | 8.64 | 15356 | Residential | Non-Incentive | 3 - Installed | 2021-08-19 | 2021-08-26 | 2021-10-04 | 34041.6 | 6808.32 | Esmay Electric, Inc. | Purchase
UNSEDG-05488 | 86406 | PV (Photovoltaic) | 14.74 | 24821 | Residential | Non-Incentive | 3 - Installed | 2021-08-25 | 2021-09-13 | 2021-10-04 | 40540.2 | 8108.04 | Esmay Electric, Inc. | Purchase
UNSEDG-05227 | 86409 | PV (Photovoltaic) | 10.08 | 18381 | Residential | Non-Incentive | 3 - Installed | 2021-06-17 | 2021-06-28 | 2021-10-05 | 34500 | 10350 | SUNUP AMERICA | Purchase
UNSEDG-05071 | 86438 | PV (Photovoltaic) | 8.96 | 15429 | Residential | Non-Incentive | 3 - Installed | 2021-05-05 | 2021-05-18 | 2021-10-06 | 40813 | 20406.5 | Solcius, LLC | Purchase
UNSEDG-05237 | 86409 | PV (Photovoltaic) | 6.66 | 12690 | Residential | Non-Incentive | 3 - Installed | 2021-06-22 | 2021-06-28 | 2021-10-06 | 15998 | 3199.6 | Havasu Solar | Purchase
UNSEDG-05050 | 85621 | PV (Photovoltaic) | 4.34 | 7655 | Residential | Non-Incentive | 3 - Installed | 2021-04-26 | 2021-04-30 | 2021-10-07 | 19214.44 | 1772.61 | Solgen Power LLC | Purchase
UNSEDG-05105 | 86406 | PV (Photovoltaic) | 13.69 | 23686 | Residential | Non-Incentive | 3 - Installed | 2021-05-14 | 2021-05-19 | 2021-10-07 | 47800 | 14340 | SUNUP AMERICA | Purchase
UNSEDG-05171 | 85621 | PV (Photovoltaic) | 16.32 | 28108 | Residential | Non-Incentive | 3 - Installed | 2021-06-03 | 2021-06-10 | 2021-10-07 | 32800 | 22960 | Tesla Energy Operations, Inc. | Purchase
UNSEDG-05312 | 86406 | PV (Photovoltaic) | 15.975 | 24309 | Residential | Non-Incentive | 3 - Installed | 2021-07-08 | 2021-07-12 | 2021-10-07 | 51936 | 10387.2 | Havasu Solar | Purchase
UNSEDG-05466 | 86406 | PV (Photovoltaic) | 11.78 | 21319 | Residential | Non-Incentive | 3 - Installed | 2021-08-24 | 2021-09-07 | 2021-10-07 | 29539 | 10000 | Mohave Solar | Purchase
UNSEDG-05040 | 85648 | PV (Photovoltaic) | 6.8 | 12465 | Residential | Non-Incentive | 3 - Installed | 2021-04-22 | 2021-04-26 | 2021-10-08 | 26588 | 2500 | Titan Solar Power | Purchase
UNSEDG-05361 | 86406 | PV (Photovoltaic) | 9.94 | 18191 | Residential | Non-Incentive | 3 - Installed | 2021-07-21 | 2021-08-02 | 2021-10-08 | 31835 | 6367 | Havasu Solar | Purchase
UNSEDG-05120 | 85648 | PV (Photovoltaic) | 3.41 | 6225 | Residential | Non-Incentive | 3 - Installed | 2021-05-19 | 2021-07-01 | 2021-10-12 | 14902.22 | 784.3 | Solgen Power LLC | Purchase
UNSEDG-05229 | 86401 | PV (Photovoltaic) | 5.185 | 9546 | Residential | Non-Incentive | 3 - Installed | 2021-06-20 | 2021-06-25 | 2021-10-12 | 21600 | 6480 | SUNUP AMERICA | Purchase
UNSEDG-05256 | 86406 | PV (Photovoltaic) | 11.005 | 19892 | Residential | Non-Incentive | 3 - Installed | 2021-06-28 | 2021-07-01 | 2021-10-12 | 36614 | 7322.8 | Havasu Solar | Purchase
UNSEDG-05282 | 86409 | PV (Photovoltaic) | 4.62 | 7772 | Residential | Non-Incentive | 3 - Installed | 2021-06-30 | 2021-07-08 | 2021-10-12 | 18983.7 | 4000 | Southwest Electrical Contractors Inc. | Purchase
UNSEDG-05305 | 86401 | PV (Photovoltaic) | 6.27 | 10232 | Residential | Non-Incentive | 3 - Installed | 2021-07-07 | 2021-07-12 | 2021-10-12 | 18300 | 1000 | Angle Solar | Purchase
UNSEDG-05408 | 86403 | PV (Photovoltaic) | 13.68 | 23181 | Residential | Non-Incentive | 3 - Installed | 2021-08-04 | 2021-08-13 | 2021-10-12 | 53899.2 | 10779.84 | Esmay Electric, Inc. | Purchase
UNSEDG-05458 | 86403 | PV (Photovoltaic) | 15.96 | 29007 | Residential | Non-Incentive | 3 - Installed | 2021-08-23 | 2021-09-02 | 2021-10-12 | 40198 | 10000 | Mohave Solar | Purchase
UNSEDG-05460 | 86406 | PV (Photovoltaic) | 12.6 | 21232 | Residential | Non-Incentive | 3 - Installed | 2021-08-23 | 2021-09-02 | 2021-10-12 | 45266 | 9053.2 | Esmay Electric, Inc. | Purchase
UNSEDG-05304 | 86401 | PV (Photovoltaic) | 7.26 | 12049 | Residential | Non-Incentive | 3 - Installed | 2021-07-07 | 2021-07-12 | 2021-10-14 | 28034.75 | 4000 | Southwest Electrical Contractors Inc. | Purchase
UNSEDG-05356 | 86406 | PV (Photovoltaic) | 10.85 | 19257 | Residential | Non-Incentive | 3 - Installed | 2021-07-21 | 2021-07-27 | 2021-10-14 | 23870 | 4774 | Esmay Electric, Inc. | Purchase
UNSEDG-05481 | 86406 | PV (Photovoltaic) | 9.62 | 16137 | Residential | Non-Incentive | 3 - Installed | 2021-08-25 | 2021-09-08 | 2021-10-14 | 31350 | 6270 | Havasu Solar | Purchase
UNSEDG-05512 | 86406 | PV (Photovoltaic) | 11.4 | 20632 | Residential | Non-Incentive | 3 - Installed | 2021-09-02 | 2021-09-21 | 2021-10-14 | 29000 | 10000 | Mohave Solar | Purchase
UNSEDG-04965 | 85646 | PV (Photovoltaic) | 10.88 | 19828 | Residential | Non-Incentive | 3 - Installed | 2021-03-11 | 2021-03-19 | 2021-10-15 | 41440.35 | 2500 | Titan Solar Power | Purchase
UNSEDG-05122 | 85648 | PV (Photovoltaic) | 10.88 | 18725 | Residential | Non-Incentive | 3 - Installed | 2021-05-20 | 2021-06-04 | 2021-10-15 | 45366.67 | 31756.67 | Tesla Energy Operations, Inc. | Purchase
UNSEDG-05293 | 86401 | PV (Photovoltaic) | 7.92 | 14982 | Residential | Non-Incentive | 3 - Installed | 2021-07-02 | 2021-07-27 | 2021-10-15 | 28944.97 | 4000 | Southwest Electrical Contractors Inc. | Purchase
UNSEDG-05390 | 86406 | PV (Photovoltaic) | 10.295 | 18669 | Residential | Non-Incentive | 3 - Installed | 2021-07-30 | 2021-08-06 | 2021-10-15 | 33636 | 6727.2 | Havasu Solar | Purchase
UNSEDG-05433 | 86406 | PV (Photovoltaic) | 7.03 | 12969 | Residential | Non-Incentive | 3 - Installed | 2021-08-12 | 2021-08-18 | 2021-10-15 | 24812 | 4962.4 | Havasu Solar | Purchase
UNSEDG-05501 | 86403 | PV (Photovoltaic) | 14.555 | 22528 | Residential | Non-Incentive | 3 - Installed | 2021-08-30 | 2021-09-14 | 2021-10-15 | 45297 | 9059.4 | Havasu Solar | Purchase
UNSEDG-05510 | 86406 | PV (Photovoltaic) | 7.98 | 14504 | Residential | Non-Incentive | 3 - Installed | 2021-09-02 | 2021-09-21 | 2021-10-15 | 20349 | 10000 | Mohave Solar | Purchase
UNSEDG-05546 | 86406 | PV (Photovoltaic) | 7.98 | 14504 | Residential | Non-Incentive | 3 - Installed | 2021-09-10 | 2021-09-30 | 2021-10-15 | 20349 | 10000 | Mohave Solar | Purchase
UNSEDG-05162 | 86401 | PV (Photovoltaic) | 4.9 | 9307 | Residential | Non-Incentive | 3 - Installed | 2021-05-30 | 2021-06-10 | 2021-10-18 | 17000 | 2500 | Freedom Forever | Purchase
UNSEDG-05266 | 86409 | PV (Photovoltaic) | 8.75 | 16628 | Residential | Non-Incentive | 3 - Installed | 2021-06-29 | 2021-07-01 | 2021-10-18 | 39714.73 | 4000 | Southwest Electrical Contractors Inc. | Purchase
UNSEDG-05339 | 86404 | PV (Photovoltaic) | 20.9 | 37986 | Residential | Non-Incentive | 3 - Installed | 2021-07-15 | 2021-07-27 | 2021-10-18 | 52326 | 10000 | Mohave Solar | Purchase
UNSEDG-05346 | 86403 | PV (Photovoltaic) | 7.625 | 13937 | Residential | Non-Incentive | 3 - Installed | 2021-07-18 | 2021-08-03 | 2021-10-18 | 28450 | 8535 | SUNUP AMERICA | Purchase
UNSEDG-05484 | 86401 | PV (Photovoltaic) | 6.27 | 12500 | Residential | Non-Incentive | 3 - Installed | 2021-08-25 | 2021-09-08 | 2021-10-18 | 18000 | 1000 | Angle Solar | Purchase
UNSEDG-05503 | 86401 | PV (Photovoltaic) | 5.28 | 10221 | Residential | Non-Incentive | 3 - Installed | 2021-08-31 | 2021-09-08 | 2021-10-18 | 16600 | 1000 | Angle Solar | Purchase
UNSEDG-05535 | 86401 | PV (Photovoltaic) | 6.27 | 12076 | Residential | Non-Incentive | 3 - Installed | 2021-09-09 | 2021-09-23 | 2021-10-18 | 18000 | 1000 | Angle Solar | Purchase
UNSEDG-05548 | 86401 | PV (Photovoltaic) | 5.28 | 10221 | Residential | Non-Incentive | 3 - Installed | 2021-09-10 | 2021-09-30 | 2021-10-18 | 16000 | 1000 | Angle Solar | Purchase
UNSEDG-02915 | 86409 | PV (Photovoltaic) | 43.8 | 75509 | Non-Residential | Non-Incentive | 3 - Installed | 2020-02-04 | 2020-02-06 | 2021-10-20 | 218431 | 20000 | Overland Contracting, Inc. (OCI) | Purchase
UNSEDG-04888 | 86401 | PV (Photovoltaic) | 6.4 | 12412 | Residential | Non-Incentive | 3 - Installed | 2021-02-03 | 2021-02-12 | 2021-10-20 | 30822 | 15411 | Solcius, LLC | Purchase
UNSEDG-05198 | 86404 | PV (Photovoltaic) | 7.4 | 12384 | Residential | Non-Incentive | 3 - Installed | 2021-06-08 | 2021-06-22 | 2021-10-20 | 24821 | 4964.2 | Havasu Solar | Purchase
UNSEDG-05379 | 86409 | PV (Photovoltaic) | 8.775 | 16252 | Residential | Non-Incentive | 3 - Installed | 2021-07-28 | 2021-08-06 | 2021-10-20 | 24768 | 4953.6 | ABP Electrical | Purchase
UNSEDG-05447 | 86406 | PV (Photovoltaic) | 12.78 | 23501 | Residential | Non-Incentive | 3 - Installed | 2021-08-19 | 2021-09-02 | 2021-10-20 | 42877 | 8575.4 | Havasu Solar | Purchase
UNSEDG-05143 | 86406 | PV (Photovoltaic) | 68.04 | 123055 | Residential | Non-Incentive | 3 - Installed | 2021-05-26 | 2021-06-30 | 2021-10-21 | 128993 | 25798.6 | Havasu Solar | Purchase
UNSEDG-05300 | 86401 | PV (Photovoltaic) | 6.27 | 10648 | Residential | Non-Incentive | 3 - Installed | 2021-07-06 | 2021-08-03 | 2021-10-21 | 24910.61 | 4000 | Southwest Electrical Contractors Inc. | Purchase
UNSEDG-05320 | 86404 | PV (Photovoltaic) | 9.6 | 16919 | Residential | Non-Incentive | 3 - Installed | 2021-07-12 | 2021-07-16 | 2021-10-21 | 26868 | 2686.8 | Streamline Solar Power Systems | Purchase
UNSEDG-05387 | 86401 | PV (Photovoltaic) | 7.81 | 15363 | Residential | Non-Incentive | 3 - Installed | 2021-07-30 | 2021-08-06 | 2021-10-21 | 25014 | 5002.8 | Havasu Solar | Purchase
UNSEDG-05358 | 86401 | PV (Photovoltaic) | 6.035 | 10244 | Residential | Non-Incentive | 3 - Installed | 2021-07-21 | 2021-07-30 | 2021-10-22 | 19345 | 3869 | Havasu Solar | Purchase
UNSEDG-05448 | 86404 | PV (Photovoltaic) | 9.25 | 17564 | Residential | Non-Incentive | 3 - Installed | 2021-08-19 | 2021-09-02 | 2021-10-22 | 29896 | 5979.2 | Havasu Solar | Purchase
UNSEDG-05449 | 86406 | PV (Photovoltaic) | 17.658 | 31298 | Residential | Non-Incentive | 3 - Installed | 2021-08-19 | 2021-09-02 | 2021-10-22 | 50658 | 10131.6 | Esmay Electric, Inc. | Lease
UNSEDG-05515 | 85648 | PV (Photovoltaic) | 6.4 | 78 | Residential | Non-Incentive | 3 - Installed | 2021-09-03 | 2021-09-21 | 2021-10-22 | 72300 | 36150 | Tucson Solar Pros | Purchase
UNSEDG-05586 | 86404 | PV (Photovoltaic) | 15.58 | 28317 | Residential | Non-Incentive | 3 - Installed | 2021-09-23 | 2021-10-07 | 2021-10-22 | 39729 | 10000 | Mohave Solar | Purchase
UNSEDG-05341 | 86409 | PV (Photovoltaic) | 7.77 | 14215 | Residential | Non-Incentive | 3 - Installed | 2021-07-16 | 2021-07-27 | 2021-10-25 | 15540 | 4662 | Tri State Solar & Wind Corp. | Purchase
UNSEDG-04873 | 86406 | PV (Photovoltaic) | 18.63 | 33180 | Residential | Non-Incentive | 3 - Installed | 2021-01-22 | 2021-02-05 | 2021-10-27 | 51791.4 | 10358.28 | Esmay Electric, Inc. | Purchase
UNSEDG-05257 | 86413 | PV (Photovoltaic) | 7.455 | 14366 | Residential | Non-Incentive | 3 - Installed | 2021-06-28 | 2021-07-01 | 2021-10-27 | 24324 | 4864.8 | Havasu Solar | Purchase
UNSEDG-05445 | 86404 | PV (Photovoltaic) | 14.06 | 26100 | Residential | Non-Incentive | 3 - Installed | 2021-08-19 | 2021-09-14 | 2021-10-27 | 47084 | 9416.8 | Havasu Solar | Purchase
UNSEDG-05451 | 86401 | PV (Photovoltaic) | 16.2 | 26327 | Residential | Non-Incentive | 3 - Installed | 2021-08-19 | 2021-09-02 | 2021-10-27 | 48276 | 9655.2 | Esmay Electric, Inc. | Purchase
UNSEDG-05483 | 86403 | PV (Photovoltaic) | 8.829 | 14056 | Residential | Non-Incentive | 3 - Installed | 2021-08-25 | 2021-09-14 | 2021-10-27 | 34786.26 | 6957.25 | Esmay Electric, Inc. | Purchase
UNSEDG-05382 | 86404 | PV (Photovoltaic) | 24.85 | 43504 | Residential | Non-Incentive | 3 - Installed | 2021-07-29 | 2021-08-18 | 2021-10-28 | 84993 | 16998.6 | Havasu Solar | Purchase
UNSEDG-05459 | 86403 | PV (Photovoltaic) | 14.06 | 23829 | Residential | Non-Incentive | 3 - Installed | 2021-08-23 | 2021-09-02 | 2021-10-29 | 46435 | 9287 | Havasu Solar | Purchase
UNSEDG-05493 | 86406 | PV (Photovoltaic) | 6.54 | 11220 | Residential | Non-Incentive | 3 - Installed | 2021-08-26 | 2021-09-13 | 2021-10-29 | 22890 | 4578 | Esmay Electric, Inc. | Lease
UNSEDG-05585 | 86404 | PV (Photovoltaic) | 12.54 | 22792 | Residential | Non-Incentive | 3 - Installed | 2021-09-23 | 2021-10-07 | 2021-10-29 | 31977 | 10000 | Mohave Solar | Purchase
UNSEDG-05351 | 86409 | PV (Photovoltaic) | 9.94 | 16718 | Residential | Non-Incentive | 3 - Installed | 2021-07-20 | 2021-07-27 | 2021-11-01 | 27986 | 5597.2 | Havasu Solar | Purchase
UNSEDG-05364 | 86406 | PV (Photovoltaic) | 15.265 | 28320 | Residential | Non-Incentive | 3 - Installed | 2021-07-22 | 2021-08-03 | 2021-11-01 | 37305 | 7461 | Havasu Solar | Purchase
UNSEDG-05423 | 86401 | PV (Photovoltaic) | 9.66 | 19007 | Residential | Non-Incentive | 3 - Installed | 2021-08-09 | 2021-08-13 | 2021-11-01 | 36531 | 7896 | Wise Electric, Inc. | Purchase
UNSEDG-05464 | 86401 | PV (Photovoltaic) | 8.91 | 17152 | Residential | Non-Incentive | 3 - Installed | 2021-08-24 | 2021-09-07 | 2021-11-01 | 25000 | 1000 | Angle Solar | Purchase
UNSEDG-05485 | 86401 | PV (Photovoltaic) | 4.29 | 8303 | Residential | Non-Incentive | 3 - Installed | 2021-08-25 | 2021-09-13 | 2021-11-01 | 14000 | 1000 | Angle Solar | Purchase
UNSEDG-05556 | 86401 | PV (Photovoltaic) | 8.91 | 17152 | Residential | Non-Incentive | 3 - Installed | 2021-09-15 | 2021-09-30 | 2021-11-01 | 25000 | 1000 | Angle Solar | Purchase
UNSEDG-05578 | 86401 | PV (Photovoltaic) | 7.26 | 14199 | Residential | Non-Incentive | 3 - Installed | 2021-09-21 | 2021-10-07 | 2021-11-01 | 25000 | 1000 | Angle Solar | Purchase
UNSEDG-05016 | 85648 | PV (Photovoltaic) | 10.08 | 14475 | Residential | Non-Incentive | 3 - Installed | 2021-04-06 | 2021-04-12 | 2021-11-02 | 39491 | 2500 | Freedom Forever | Purchase
UNSEDG-05207 | 85648 | PV (Photovoltaic) | 7.77 | 14149 | Residential | Non-Incentive | 3 - Installed | 2021-06-10 | 2021-06-24 | 2021-11-02 | 32389 | 2500 | Titan Solar Power | Purchase
UNSEDG-05514 | 85648 | PV (Photovoltaic) | 7.8 | 12792 | Residential | Non-Incentive | 3 - Installed | 2021-09-02 | 2021-09-21 | 2021-11-02 | 35745 | 7149 | ABP Electrical | Purchase
UNSEDG-05628 | 85648 | PV (Photovoltaic) | 6.8 | 76 | Residential | Non-Incentive | 3 - Installed | 2021-09-28 | 2021-10-08 | 2021-11-02 | 42350 | 3850 | Tucson Solar Pros | Purchase
UNSEDG-04713 | 86404 | PV (Photovoltaic) | 12.96 | 21505 | Residential | Non-Incentive | 3 - Installed | 2020-10-17 | 2021-07-13 | 2021-11-03 | 36028.8 | 7205.76 | Esmay Electric, Inc. | Purchase
UNSEDG-05450 | 86406 | PV (Photovoltaic) | 1.308 | 2375 | Residential | Non-Incentive | 3 - Installed | 2021-08-19 | 2021-09-08 | 2021-11-03 | 16023 | 3204.6 | Esmay Electric, Inc. | Lease
UNSEDG-05536 | 86406 | PV (Photovoltaic) | 5.125 | 8553 | Residential | Non-Incentive | 3 - Installed | 2021-09-09 | 2021-10-05 | 2021-11-03 | 16691.2 | 3338.24 | Esmay Electric, Inc. | Purchase
UNSEDG-05265 | 86401 | PV (Photovoltaic) | 5.94 | 10552 | Residential | Non-Incentive | 3 - Installed | 2021-06-29 | 2021-07-01 | 2021-11-04 | 25750.24 | 4000 | Southwest Electrical Contractors Inc. | Purchase
UNSEDG-05475 | 86406 | PV (Photovoltaic) | 9.99 | 18695 | Residential | Non-Incentive | 3 - Installed | 2021-08-24 | 2021-09-14 | 2021-11-04 | 24756 | 4951.2 | Havasu Solar | Purchase
UNSEDG-05487 | 86403 | PV (Photovoltaic) | 8.829 | 15601 | Residential | Non-Incentive | 3 - Installed | 2021-08-25 | 2021-10-15 | 2021-11-04 | 35579.94 | 7115.99 | Esmay Electric, Inc. | Purchase
UNSEDG-05576 | 86406 | PV (Photovoltaic) | 9.62 | 15302 | Residential | Non-Incentive | 3 - Installed | 2021-09-20 | 2021-10-07 | 2021-11-04 | 30809 | 6161.8 | Havasu Solar | Purchase
UNSEDG-05601 | 86406 | PV (Photovoltaic) | 9.62 | 18159 | Residential | Non-Incentive | 3 - Installed | 2021-09-24 | 2021-10-07 | 2021-11-04 | 33242 | 6648.4 | Havasu Solar | Purchase
UNSEDG-05668 | 86406 | PV (Photovoltaic) | 6.29 | 11274 | Residential | Non-Incentive | 3 - Installed | 2021-09-29 | 2021-10-11 | 2021-11-04 | 15267 | 3053.4 | Havasu Solar | Purchase
UNSEDG-05482 | 86404 | PV (Photovoltaic) | 11.118 | 19554 | Residential | Non-Incentive | 3 - Installed | 2021-08-25 | 2021-09-08 | 2021-11-05 | 39213 | 7842.6 | Esmay Electric, Inc. | Lease
UNSEDG-05575 | 86403 | PV (Photovoltaic) | 5.55 | 9526 | Residential | Non-Incentive | 3 - Installed | 2021-09-20 | 2021-10-04 | 2021-11-05 | 13155 | 2631 | Havasu Solar | Purchase
UNSEDG-05607 | 86403 | PV (Photovoltaic) | 9.62 | 15972 | Residential | Non-Incentive | 3 - Installed | 2021-09-24 | 2021-10-07 | 2021-11-08 | 30809 | 6161.8 | Havasu Solar | Purchase
UNSEDG-05461 | 86429 | PV (Photovoltaic) | 12.6 | 20809 | Residential | Non-Incentive | 3 - Installed | 2021-08-23 | 2021-09-07 | 2021-11-09 | 52920 | 10584 | Esmay Electric, Inc. | Purchase
UNSEDG-05324 | 86403 | PV (Photovoltaic) | 11.04 | 18966 | Residential | Non-Incentive | 3 - Installed | 2021-07-13 | 2021-07-20 | 2021-11-10 | 38342.4 | 7668.48 | Esmay Electric, Inc. | Purchase
UNSEDG-05389 | 86406 | PV (Photovoltaic) | 9.585 | 16922 | Residential | Non-Incentive | 3 - Installed | 2021-07-30 | 2021-08-13 | 2021-11-10 | 31700 | 6340 | Havasu Solar | Purchase
UNSEDG-05446 | 86409 | PV (Photovoltaic) | 6.035 | 11724 | Residential | Non-Incentive | 3 - Installed | 2021-08-19 | 2021-09-02 | 2021-11-10 | 21885 | 4377 | Havasu Solar | Purchase
UNSEDG-05593 | 86404 | PV (Photovoltaic) | 8.88 | 15931 | Residential | Non-Incentive | 3 - Installed | 2021-09-23 | 2021-10-07 | 2021-11-10 | 28441 | 5688.2 | Havasu Solar | Purchase
UNSEDG-05662 | 86403 | PV (Photovoltaic) | 10.36 | 15947 | Residential | Non-Incentive | 3 - Installed | 2021-09-29 | 2021-10-11 | 2021-11-10 | 24553 | 4910.6 | Havasu Solar | Purchase
UNSEDG-05498 | 86413 | PV (Photovoltaic) | 8.14 | 15296 | Residential | Non-Incentive | 3 - Installed | 2021-08-30 | 2021-09-14 | 2021-11-11 | 26070 | 5214 | Havasu Solar | Purchase
UNSEDG-05276 | 86401 | PV (Photovoltaic) | 3.66 | 6275 | Residential | Non-Incentive | 3 - Installed | 2021-06-30 | 2021-07-06 | 2021-11-15 | 21135 | 2500 | Freedom Forever | Purchase
UNSEDG-05393 | 86406 | PV (Photovoltaic) | 10.73 | 19085 | Residential | Non-Incentive | 3 - Installed | 2021-07-30 | 2021-09-14 | 2021-11-15 | 43500 | 13050 | SUNUP AMERICA | Purchase
UNSEDG-05429 | 85648 | PV (Photovoltaic) | 12.6 | 162 | Residential | Non-Incentive | 3 - Installed | 2021-08-11 | 2021-08-18 | 2021-11-15 | 55660 | 3300 | Tucson Solar Pros | Purchase
UNSEDG-05439 | 86409 | PV (Photovoltaic) | 7.475 | 12340 | Residential | Non-Incentive | 3 - Installed | 2021-08-18 | 2021-08-26 | 2021-11-15 | 19532.25 | 3906.45 | ABP Electrical | Lease
UNSEDG-05454 | 85648 | PV (Photovoltaic) | 4.4 | 49 | Residential | Non-Incentive | 3 - Installed | 2021-08-20 | 2021-09-02 | 2021-11-15 | 34909 | 3174 | Castillo Electric | Purchase
UNSEDG-05534 | 86403 | PV (Photovoltaic) | 8.4 | 14554 | Residential | Non-Incentive | 3 - Installed | 2021-09-09 | 2021-09-23 | 2021-11-15 | 29604 | 5920.8 | Esmay Electric, Inc. | Purchase
UNSEDG-05627 | 86403 | PV (Photovoltaic) | 14.43 | 26538 | Residential | Non-Incentive | 3 - Installed | 2021-09-27 | 2021-10-18 | 2021-11-15 | 48431 | 9686.2 | Havasu Solar | Purchase
UNSEDG-05635 | 86403 | PV (Photovoltaic) | 12.16 | 22101 | Residential | Non-Incentive | 3 - Installed | 2021-09-28 | 2021-10-11 | 2021-11-15 | 30000 | 10000 | Mohave Solar | Purchase
UNSEDG-05669 | 86406 | PV (Photovoltaic) | 15.17 | 28647 | Residential | Non-Incentive | 3 - Installed | 2021-09-29 | 2021-10-11 | 2021-11-15 | 65930 | 13186 | Havasu Solar | Purchase
UNSEDG-05718 | 85648 | PV (Photovoltaic) | 5.6 | 59 | Residential | Non-Incentive | 3 - Installed | 2021-10-12 | 2021-10-22 | 2021-11-15 | 35728 | 3248 | Tucson Solar Pros | Purchase
UNSEDG-04914 | 86406 | PV (Photovoltaic) | 3.52 | 6355 | Residential | Non-Incentive | 3 - Installed | 2021-02-18 | 2021-02-23 | 2021-11-16 | 18543 | 9271.5 | Solcius, LLC | Purchase
UNSEDG-05177 | 85648 | PV (Photovoltaic) | 9.25 | 16529 | Residential | Non-Incentive | 3 - Installed | 2021-06-04 | 2021-06-14 | 2021-11-16 | 41900 | 2500 | Titan Solar Power | Purchase
UNSEDG-05352 | 85648 | PV (Photovoltaic) | 8.75 | 15730 | Residential | Non-Incentive | 3 - Installed | 2021-07-20 | 2021-07-27 | 2021-11-16 | 32374 | 2500 | Freedom Forever | Purchase
UNSEDG-05492 | 85621 | PV (Photovoltaic) | 8.395 | 13771 | Residential | Non-Incentive | 3 - Installed | 2021-08-26 | 2021-10-18 | 2021-11-16 | 40165 | 6000 | T & K ELECTRIC COMPANY LLC | Purchase
UNSEDG-05516 | 86406 | PV (Photovoltaic) | 16.2 | 27295 | Residential | Non-Incentive | 3 - Installed | 2021-09-03 | 2021-09-21 | 2021-11-16 | 64128 | 12825.6 | Esmay Electric, Inc. | Purchase
UNSEDG-05397 | 86401 | PV (Photovoltaic) | 5.61 | 9118 | Residential | Non-Incentive | 3 - Installed | 2021-08-02 | 2021-08-06 | 2021-11-17 | 23535.17 | 4000 | Southwest Electrical Contractors Inc. | Purchase
UNSEDG-05474 | 86413 | PV (Photovoltaic) | 23.8 | 44936 | Residential | Non-Incentive | 3 - Installed | 2021-08-24 | 2021-09-29 | 2021-11-17 | 76113 | 13859 | Wise Electric, Inc. | Purchase
UNSEDG-05496 | 86401 | PV (Photovoltaic) | 6.27 | 12076 | Residential | Non-Incentive | 3 - Installed | 2021-08-30 | 2021-09-13 | 2021-11-17 | 18300 | 1000 | Angle Solar | Purchase
UNSEDG-05613 | 86406 | PV (Photovoltaic) | 11.84 | 22515 | Residential | Non-Incentive | 3 - Installed | 2021-09-27 | 2021-10-08 | 2021-11-17 | 38857 | 7771.4 | Havasu Solar | Purchase
UNSEDG-05621 | 86406 | PV (Photovoltaic) | 10.36 | 19372 | Residential | Non-Incentive | 3 - Installed | 2021-09-27 | 2021-10-08 | 2021-11-17 | 36201 | 7240.2 | Havasu Solar | Purchase
UNSEDG-05625 | 86429 | PV (Photovoltaic) | 9.99 | 18774 | Residential | Non-Incentive | 3 - Installed | 2021-09-27 | 2021-10-08 | 2021-11-17 | 32670 | 6534 | Havasu Solar | Purchase
UNSEDG-05632 | 86403 | PV (Photovoltaic) | 13.68 | 24864 | Residential | Non-Incentive | 3 - Installed | 2021-09-28 | 2021-10-07 | 2021-11-17 | 33884 | 10000 | Mohave Solar | Purchase
UNSEDG-05687 | 86406 | PV (Photovoltaic) | 19.98 | 33869 | Residential | Non-Incentive | 3 - Installed | 2021-09-30 | 2021-10-11 | 2021-11-17 | 75000 | 15000 | Havasu Solar | Purchase
UNSEDG-05438 | 86403 | PV (Photovoltaic) | 11.56 | 20393 | Residential | Non-Incentive | 3 - Installed | 2021-08-18 | 2021-08-26 | 2021-11-18 | 22200 | 6660 | Tri State Solar & Wind Corp. | Purchase
UNSEDG-05638 | 86403 | PV (Photovoltaic) | 15.2 | 27626 | Residential | Non-Incentive | 3 - Installed | 2021-09-28 | 2021-10-08 | 2021-11-18 | 38760 | 10000 | Mohave Solar | Purchase
UNSEDG-05424 | 86401 | PV (Photovoltaic) | 8.84 | 17109 | Residential | Non-Incentive | 3 - Installed | 2021-08-09 | 2021-08-26 | 2021-11-19 | 27641 | 7750 | Wise Electric, Inc. | Purchase
UNSEDG-05507 | 86404 | PV (Photovoltaic) | 17.658 | 29062 | Residential | Non-Incentive | 3 - Installed | 2021-09-01 | 2021-09-30 | 2021-11-19 | 61803 | 12360.6 | Esmay Electric, Inc. | Lease
UNSEDG-05557 | 86401 | PV (Photovoltaic) | 6.27 | 12076 | Residential | Non-Incentive | 3 - Installed | 2021-09-15 | 2021-09-30 | 2021-11-19 | 18000 | 1000 | Angle Solar | Purchase
UNSEDG-05630 | 86409 | PV (Photovoltaic) | 3.96 | 7666 | Residential | Non-Incentive | 3 - Installed | 2021-09-28 | 2021-10-08 | 2021-11-19 | 12300 | 1000 | Angle Solar | Purchase
UNSEDG-05365 | 86409 | PV (Photovoltaic) | 5.68 | 11018 | Residential | Non-Incentive | 3 - Installed | 2021-07-22 | 2021-08-03 | 2021-11-24 | 13662 | 2732.4 | Havasu Solar | Purchase
UNSEDG-05570 | 86401 | PV (Photovoltaic) | 8.14 | 13816 | Residential | Non-Incentive | 3 - Installed | 2021-09-17 | 2021-10-06 | 2021-11-24 | 27500 | 8250 | SUNUP AMERICA | Purchase
UNSEDG-05594 | 86401 | PV (Photovoltaic) | 10.36 | 19776 | Residential | Non-Incentive | 3 - Installed | 2021-09-23 | 2021-10-07 | 2021-11-24 | 33180 | 6636 | Havasu Solar | Purchase
UNSEDG-05633 | 86403 | PV (Photovoltaic) | 14.82 | 26935 | Residential | Non-Incentive | 3 - Installed | 2021-09-28 | 2021-10-07 | 2021-11-24 | 37198 | 10000 | Mohave Solar | Purchase
UNSEDG-05636 | 86406 | PV (Photovoltaic) | 5.32 | 9669 | Residential | Non-Incentive | 3 - Installed | 2021-09-28 | 2021-10-13 | 2021-11-24 | 10490 | 5000 | Mohave Solar | Purchase
UNSEDG-05571 | 85648 | PV (Photovoltaic) | 9.6 | 14957 | Residential | Non-Incentive | 3 - Installed | 2021-09-20 | 2021-10-04 | 2021-11-29 | 99840 | 49920 | Tucson Solar Pros | Purchase
UNSEDG-05614 | 86404 | PV (Photovoltaic) | 19.24 | 36272 | Residential | Non-Incentive | 3 - Installed | 2021-09-27 | 2021-10-08 | 2021-11-29 | 45512 | 9102.4 | Havasu Solar | Purchase
UNSEDG-05178 | 85648 | PV (Photovoltaic) | 9.62 | 18255 | Residential | Non-Incentive | 3 - Installed | 2021-06-04 | 2021-06-14 | 2021-11-30 | 43585.37 | 2500 | Titan Solar Power | Purchase
UNSEDG-05368 | 85648 | PV (Photovoltaic) | 8.64 | 15924 | Residential | Non-Incentive | 3 - Installed | 2021-07-23 | 2021-08-03 | 2021-11-30 | 41275.34 | 2500 | Titan Solar Power | Purchase
UNSEDG-05391 | 85648 | PV (Photovoltaic) | 5.6 | 10011 | Residential | Non-Incentive | 3 - Installed | 2021-07-30 | 2021-09-14 | 2021-11-30 | 24038 | 2500 | Freedom Forever | Purchase
UNSEDG-05467 | 85648 | PV (Photovoltaic) | 8.14 | 14748 | Residential | Non-Incentive | 3 - Installed | 2021-08-24 | 2021-09-07 | 2021-11-30 | 37695.24 | 2500 | Titan Solar Power | Purchase
UNSEDG-05497 | 86406 | PV (Photovoltaic) | 14.76 | 25662 | Residential | Non-Incentive | 3 - Installed | 2021-08-30 | 2021-09-14 | 2021-11-30 | 44280 | 8856 | Esmay Electric, Inc. | Purchase
UNSEDG-05517 | 86404 | PV (Photovoltaic) | 10.44 | 17735 | Residential | Non-Incentive | 3 - Installed | 2021-09-03 |  | 2021-11-30 | 42807.2 | 8561.44 | Esmay Electric, Inc. | Purchase
UNSEDG-05544 | 86404 | PV (Photovoltaic) | 8.28 | 14793 | Residential | Non-Incentive | 3 - Installed | 2021-09-10 | 2021-09-28 | 2021-11-30 | 32623.2 | 6524.64 | Esmay Electric, Inc. | Purchase
UNSEDG-05622 | 86409 | PV (Photovoltaic) | 7.4 | 14440 | Residential | Non-Incentive | 3 - Installed | 2021-09-27 | 2021-10-08 | 2021-11-30 | 23700 | 4740 | Havasu Solar | Purchase
UNSEDG-05647 | 86403 | PV (Photovoltaic) | 28.12 | 49842 | Residential | Non-Incentive | 3 - Installed | 2021-09-28 | 2021-10-11 | 2021-11-30 | 96816 | 19363.2 | Havasu Solar | Purchase
UNSEDG-05745 | 86406 | PV (Photovoltaic) | 8.875 | 16855 | Residential | Non-Incentive | 3 - Installed | 2021-10-20 | 2021-11-04 | 2021-11-30 | 22506 | 4501.2 | Havasu Solar | Purchase
UNSEDG-05267 | 86406 | PV (Photovoltaic) | 16.4 | 28138 | Residential | Non-Incentive | 3 - Installed | 2021-06-29 | 2021-07-01 | 2021-12-01 | 49200 | 9840 | Esmay Electric, Inc. | Purchase
UNSEDG-05426 | 86413 | PV (Photovoltaic) | 11.16 | 19695 | Residential | Non-Incentive | 3 - Installed | 2021-08-10 | 2021-11-02 | 2021-12-01 | 41051.38 | 10000 | Phoenix Energy Products | Purchase
UNSEDG-05541 | 86406 | PV (Photovoltaic) | 11.88 | 19892 | Residential | Non-Incentive | 3 - Installed | 2021-09-09 | 2021-10-04 | 2021-12-01 | 47226 | 9445.2 | Esmay Electric, Inc. | Purchase
UNSEDG-05542 | 86404 | PV (Photovoltaic) | 10.44 | 18409 | Residential | Non-Incentive | 3 - Installed | 2021-09-09 | 2021-09-24 | 2021-12-01 | 30867.2 | 6173.44 | Esmay Electric, Inc. | Purchase
UNSEDG-05062 | 86403 | PV (Photovoltaic) | 7.92 | 13485 | Residential | Non-Incentive | 3 - Installed | 2021-04-30 | 2021-05-20 | 2021-12-02 | 22017.6 | 4403.52 | Esmay Electric, Inc. | Purchase
UNSEDG-05137 | 85648 | PV (Photovoltaic) | 7 | 12383 | Residential | Non-Incentive | 3 - Installed | 2021-05-25 | 2021-05-28 | 2021-12-02 | 22754 | 2500 | Freedom Forever | Purchase
UNSEDG-05179 | 86409 | PV (Photovoltaic) | 7.4 | 14036 | Residential | Non-Incentive | 3 - Installed | 2021-06-04 | 2021-06-14 | 2021-12-02 | 41000 | 12300 | SUNUP AMERICA | Purchase
UNSEDG-05545 | 86406 | PV (Photovoltaic) | 10.005 | 17542 | Residential | Non-Incentive | 3 - Installed | 2021-09-10 | 2021-09-30 | 2021-12-02 | 30314 | 6062.8 | Esmay Electric, Inc. | Purchase
UNSEDG-05574 | 86404 | PV (Photovoltaic) | 11.005 | 19638 | Residential | Non-Incentive | 3 - Installed | 2021-09-20 | 2021-10-07 | 2021-12-02 | 50549 | 10109.8 | Havasu Solar | Purchase
UNSEDG-05629 | 86401 | PV (Photovoltaic) | 7.26 | 14199 | Residential | Non-Incentive | 3 - Installed | 2021-09-28 | 2021-10-08 | 2021-12-02 | 19000 | 1000 | Angle Solar | Purchase
UNSEDG-05664 | 86403 | PV (Photovoltaic) | 11.47 | 20137 | Residential | Non-Incentive | 3 - Installed | 2021-09-29 | 2021-10-11 | 2021-12-02 | 38086 | 7617.2 | Havasu Solar | Purchase
UNSEDG-05680 | 86403 | PV (Photovoltaic) | 15.58 | 28317 | Residential | Non-Incentive | 3 - Installed | 2021-09-30 | 2021-10-11 | 2021-12-02 | 61329 | 10000 | Mohave Solar | Purchase
UNSEDG-05685 | 86406 | PV (Photovoltaic) | 6.21 | 11105 | Residential | Non-Incentive | 3 - Installed | 2021-09-30 | 2021-10-11 | 2021-12-02 | 17388 | 3477.6 | Esmay Electric, Inc. | Purchase
UNSEDG-05692 | 86403 | PV (Photovoltaic) | 11.36 | 19099 | Residential | Non-Incentive | 3 - Installed | 2021-09-30 | 2021-10-12 | 2021-12-02 | 27027 | 5405.4 | Havasu Solar | Purchase
UNSEDG-05729 | 85648 | PV (Photovoltaic) | 8.165 | 15156 | Residential | Non-Incentive | 3 - Installed | 2021-10-18 | 2021-11-01 | 2021-12-02 | 29988 | 2500 | Freedom Forever | Purchase
UNSEDG-05735 | 86401 | PV (Photovoltaic) | 4.38 | 8462 | Residential | Non-Incentive | 3 - Installed | 2021-10-19 | 2021-11-03 | 2021-12-02 | 13000 | 1000 | Angle Solar | Purchase
UNSEDG-05741 | 86404 | PV (Photovoltaic) | 5.18 | 9888 | Residential | Non-Incentive | 3 - Installed | 2021-10-20 | 2021-11-03 | 2021-12-02 | 12443 | 2488.6 | Havasu Solar | Purchase
UNSEDG-05388 | 86406 | PV (Photovoltaic) | 19.61 | 37220 | Residential | Non-Incentive | 3 - Installed | 2021-07-30 | 2021-08-06 | 2021-12-03 | 90000 | 18000 | Havasu Solar | Purchase
UNSEDG-05506 | 85648 | PV (Photovoltaic) | 7.2 | 13420 | Residential | Non-Incentive | 3 - Installed | 2021-09-01 | 2021-09-14 | 2021-12-03 | 28813 | 2500 | Titan Solar Power | Purchase
UNSEDG-05555 | 86413 | PV (Photovoltaic) | 8.4 | 16419 | Residential | Non-Incentive | 3 - Installed | 2021-09-14 | 2021-09-30 | 2021-12-03 | 40434 | 8119 | Wise Electric, Inc. | Purchase
UNSEDG-05558 | 86404 | PV (Photovoltaic) | 16.56 | 29858 | Residential | Non-Incentive | 3 - Installed | 2021-09-15 | 2021-09-30 | 2021-12-03 | 46668 | 9333.6 | Esmay Electric, Inc. | Purchase
UNSEDG-05626 | 86406 | PV (Photovoltaic) | 11.1 | 20666 | Residential | Non-Incentive | 3 - Installed | 2021-09-27 | 2021-10-18 | 2021-12-03 | 35550 | 7110 | Havasu Solar | Purchase
UNSEDG-05646 | 85648 | PV (Photovoltaic) | 8.14 | 13990 | Residential | Non-Incentive | 3 - Installed | 2021-09-28 | 2021-10-11 | 2021-12-03 | 40398.03 | 2500 | Titan Solar Power | Purchase
UNSEDG-05093 | 86409 | PV (Photovoltaic) | 147.6 | 280164 | Non-Residential | Non-Incentive | 3 - Installed | 2021-05-11 | 2021-08-11 | 2021-12-06 | 160380 | 96228 | Urban Energy Solutions LLC, A Veregy Company | Purchase
UNSEDG-05135 | 86409 | PV (Photovoltaic) | 5.25 | 8615 | Residential | Non-Incentive | 3 - Installed | 2021-05-24 | 2021-05-28 | 2021-12-06 | 24497 | 2000 | Our World Energy | Purchase
UNSEDG-05385 | 86406 | PV (Photovoltaic) | 11.1 | 20238 | Residential | Non-Incentive | 3 - Installed | 2021-07-29 | 2021-08-06 | 2021-12-06 | 38750 | 11625 | SUNUP AMERICA | Purchase
UNSEDG-05436 | 86403 | PV (Photovoltaic) | 17 | 29063 | Residential | Non-Incentive | 3 - Installed | 2021-08-16 | 2021-08-23 | 2021-12-06 | 31595 | 9478.5 | Tri State Solar & Wind Corp. | Purchase
UNSEDG-05543 | 86404 | PV (Photovoltaic) | 13.69 | 24968 | Residential | Non-Incentive | 3 - Installed | 2021-09-10 | 2021-09-28 | 2021-12-06 | 46800 | 14040 | SUNUP AMERICA | Purchase
UNSEDG-05705 | 86401 | PV (Photovoltaic) | 11.47 | 20706 | Residential | Non-Incentive | 3 - Installed | 2021-10-05 | 2021-10-18 | 2021-12-06 | 57220 | 17166 | SUNUP AMERICA | Purchase
UNSEDG-05713 | 85648 | PV (Photovoltaic) | 5.25 | 9692 | Residential | Non-Incentive | 3 - Installed | 2021-10-07 | 2021-10-19 | 2021-12-06 | 24038 | 2500 | Freedom Forever | Purchase
UNSEDG-05452 | 85648 | PV (Photovoltaic) | 9.25 | 16922 | Residential | Non-Incentive | 3 - Installed | 2021-08-20 | 2021-09-02 | 2021-12-07 | 40058.65 | 2500 | Titan Solar Power | Purchase
UNSEDG-05525 | 85648 | PV (Photovoltaic) | 7 | 13088 | Residential | Non-Incentive | 3 - Installed | 2021-09-07 | 2021-09-21 | 2021-12-07 | 29425 | 2500 | Freedom Forever | Purchase
UNSEDG-05369 | 85648 | PV (Photovoltaic) | 12.25 | 17548 | Residential | Non-Incentive | 3 - Installed | 2021-07-25 | 2021-08-03 | 2021-12-08 | 44196.98 | 2500 | Freedom Forever | Purchase
UNSEDG-05383 | 85648 | PV (Photovoltaic) | 20.74 | 37342 | Residential | Non-Incentive | 3 - Installed | 2021-07-29 | 2021-09-02 | 2021-12-08 | 77456 | 2500 | FREEDOM FOREVER | Purchase
UNSEDG-05401 | 85648 | PV (Photovoltaic) | 17.395 | 30008 | Residential | Non-Incentive | 3 - Installed | 2021-08-03 | 2021-08-09 | 2021-12-08 | 59667 | 2500 | Freedom Forever | Purchase
UNSEDG-05462 | 86401 | PV (Photovoltaic) | 6.4 | 12167 | Residential | Non-Incentive | 3 - Installed | 2021-08-23 | 2021-09-07 | 2021-12-08 | 33903.45 | 3000 | Burro Electric | Purchase
UNSEDG-05476 | 86413 | PV (Photovoltaic) | 5.6 | 10832 | Residential | Non-Incentive | 3 - Installed | 2021-08-24 | 2021-09-29 | 2021-12-08 | 31599 | 4928 | Wise Electric, Inc. | Purchase
UNSEDG-05523 | 85648 | PV (Photovoltaic) | 5.95 | 9202 | Residential | Non-Incentive | 3 - Installed | 2021-09-07 | 2021-09-21 | 2021-12-08 | 27378 | 2500 | Freedom Forever | Purchase
UNSEDG-05561 | 86403 | PV (Photovoltaic) | 18.5 | 33897 | Residential | Non-Incentive | 3 - Installed | 2021-09-16 | 2021-10-04 | 2021-12-08 | 32770 | 2000 | Streamline Solar Power Systems | Purchase
UNSEDG-05567 | 85648 | PV (Photovoltaic) | 3.8 | 6701 | Residential | Non-Incentive | 3 - Installed | 2021-09-17 | 2021-10-04 | 2021-12-08 | 28938 | 5420 | Net Zero Solar LLC | Purchase
UNSEDG-05598 | 86413 | PV (Photovoltaic) | 11.84 | 23157 | Residential | Non-Incentive | 3 - Installed | 2021-09-24 | 2021-10-08 | 2021-12-08 | 40522 | 8104.4 | Havasu Solar | Purchase
UNSEDG-05612 | 86404 | PV (Photovoltaic) | 14.49 | 25991 | Residential | Non-Incentive | 3 - Installed | 2021-09-27 | 2021-10-08 | 2021-12-08 | 40872 | 8174.4 | Esmay Electric, Inc. | Purchase
UNSEDG-05617 | 86413 | PV (Photovoltaic) | 10.36 | 19776 | Residential | Non-Incentive | 3 - Installed | 2021-09-27 | 2021-10-08 | 2021-12-08 | 25052 | 5010.4 | Havasu Solar | Purchase
UNSEDG-05634 | 86409 | PV (Photovoltaic) | 14.06 | 26094 | Residential | Non-Incentive | 3 - Installed | 2021-09-28 | 2021-10-08 | 2021-12-08 | 35353 | 10000 | Mohave Solar | Purchase
UNSEDG-05640 | 86403 | PV (Photovoltaic) | 16.45 | 29375 | Residential | Non-Incentive | 3 - Installed | 2021-09-28 | 2021-10-08 | 2021-12-08 | 55572 | 11114.4 | Esmay Electric, Inc. | Purchase
UNSEDG-05677 | 86406 | PV (Photovoltaic) | 12.16 | 22101 | Residential | Non-Incentive | 3 - Installed | 2021-09-30 | 2021-10-12 | 2021-12-08 | 33059 | 10000 | Mohave Solar | Purchase
UNSEDG-05678 | 86406 | PV (Photovoltaic) | 12.16 | 22101 | Residential | Non-Incentive | 3 - Installed | 2021-09-30 | 2021-10-29 | 2021-12-08 | 31359 | 10000 | Mohave Solar | Purchase
UNSEDG-05715 | 85648 | PV (Photovoltaic) | 7.935 | 13433 | Residential | Non-Incentive | 3 - Installed | 2021-10-11 | 2021-12-02 | 2021-12-08 | 25724 | 2500 | Freedom Forever | Purchase
UNSEDG-05722 | 86406 | PV (Photovoltaic) | 12.21 | 23276 | Residential | Non-Incentive | 3 - Installed | 2021-10-14 | 2021-11-03 | 2021-12-08 | 40132 | 8026.4 | Havasu Solar | Purchase
UNSEDG-05371 | 86444 | PV (Photovoltaic) | 7.4 | 13797 | Residential | Non-Incentive | 3 - Installed | 2021-07-26 | 2021-08-03 | 2021-12-09 | 40909 | 12273 | SUNUP AMERICA | Purchase
UNSEDG-05623 | 86404 | PV (Photovoltaic) | 12.58 | 22841 | Residential | Non-Incentive | 3 - Installed | 2021-09-27 | 2021-10-29 | 2021-12-09 | 62285 | 12457 | Havasu Solar | Purchase
UNSEDG-05706 | 86401 | PV (Photovoltaic) | 6.205 | 10107 | Residential | Non-Incentive | 3 - Installed | 2021-10-06 | 2021-10-18 | 2021-12-09 | 18300 | 1000 | Angle Solar | Purchase
UNSEDG-05720 | 86406 | PV (Photovoltaic) | 13.11 | 22977 | Residential | Non-Incentive | 3 - Installed | 2021-10-13 | 2021-10-27 | 2021-12-09 | 49396.95 | 9879.39 | Esmay Electric, Inc. | Purchase
UNSEDG-05774 | 86403 | PV (Photovoltaic) | 11.1 | 20392 | Residential | Non-Incentive | 3 - Installed | 2021-10-27 | 2021-11-15 | 2021-12-09 | 36199 | 7239.8 | Havasu Solar | Purchase
UNSEDG-05161 | 86409 | PV (Photovoltaic) | 13.65 | 22677 | Non-Residential | Non-Incentive | 3 - Installed | 2021-05-30 | 2021-06-10 | 2021-12-10 | 44544 | 2500 | Freedom Forever | Purchase
UNSEDG-05270 | 86401 | PV (Photovoltaic) | 6.66 | 12583 | Residential | Non-Incentive | 3 - Installed | 2021-06-29 | 2021-07-12 | 2021-12-10 | 28937.73 | 2500 | Titan Solar Power | Purchase
UNSEDG-05284 | 86409 | PV (Photovoltaic) | 11.88 | 20073 | Residential | Non-Incentive | 3 - Installed | 2021-06-30 | 2021-07-08 | 2021-12-10 | 48177.88 | 4000 | Southwest Electrical Contractors Inc. | Purchase
UNSEDG-05480 | 86401 | PV (Photovoltaic) | 9.25 | 15503 | Residential | Non-Incentive | 3 - Installed | 2021-08-25 | 2021-09-08 | 2021-12-10 | 50364.13 | 2500 | Titan Solar Power | Purchase
UNSEDG-05581 | 86406 | PV (Photovoltaic) | 11.73 | 21481 | Residential | Non-Incentive | 3 - Installed | 2021-09-22 | 2021-10-05 | 2021-12-10 | 33144 | 6628.8 | Esmay Electric, Inc. | Purchase
UNSEDG-05091 | 86409 | PV (Photovoltaic) | 147.6 | 257997 | Non-Residential | Non-Incentive | 3 - Installed | 2021-05-11 | 2021-08-11 | 2021-12-13 | 160380 | 96228 | Urban Energy Solutions LLC, A Veregy Company | Purchase
UNSEDG-05202 | 86404 | PV (Photovoltaic) | 20.9 | 37986 | Residential | Non-Incentive | 3 - Installed | 2021-06-09 | 2021-06-28 | 2021-12-16 | 56334 | 10000 | Mohave Solar | Purchase
UNSEDG-05359 | 86401 | PV (Photovoltaic) | 5.68 | 10675 | Residential | Non-Incentive | 3 - Installed | 2021-07-21 | 2021-07-30 | 2021-12-16 | 18692 | 3738.4 | Havasu Solar | Purchase
UNSEDG-05521 | 86409 | PV (Photovoltaic) | 4.81 | 9224 | Residential | Non-Incentive | 3 - Installed | 2021-09-07 | 2021-09-30 | 2021-12-16 | 19904 | 2500 | Titan Solar Power | Purchase
UNSEDG-05573 | 86404 | PV (Photovoltaic) | 14.8 | 26277 | Residential | Non-Incentive | 3 - Installed | 2021-09-20 | 2021-10-04 | 2021-12-16 | 40220 | 2000 | Streamline Solar Power Systems | Purchase
UNSEDG-05592 | 86409 | PV (Photovoltaic) | 9.25 | 18063 | Residential | Non-Incentive | 3 - Installed | 2021-09-23 | 2021-11-08 | 2021-12-16 | 29626 | 5925.2 | Havasu Solar | Purchase
UNSEDG-05667 | 86403 | PV (Photovoltaic) | 8 | 10705 | Residential | Non-Incentive | 3 - Installed | 2021-09-29 | 2021-10-08 | 2021-12-16 | 18571 | 2000 | Streamline Solar Power Systems | Purchase
UNSEDG-05670 | 86404 | PV (Photovoltaic) | 18.87 | 35452 | Residential | Non-Incentive | 3 - Installed | 2021-09-29 | 2021-10-11 | 2021-12-16 | 99999 | 19999.8 | Havasu Solar | Purchase
UNSEDG-05719 | 86403 | PV (Photovoltaic) | 7.77 | 14268 | Residential | Non-Incentive | 3 - Installed | 2021-10-13 | 2021-11-12 | 2021-12-16 | 26615 | 5323 | Havasu Solar | Purchase
UNSEDG-05752 | 86406 | PV (Photovoltaic) | 11.1 | 20383 | Residential | Non-Incentive | 3 - Installed | 2021-10-21 | 2021-11-08 | 2021-12-16 | 26307 | 5261 | Havasu Solar | Purchase
UNSEDG-05777 | 86406 | PV (Photovoltaic) | 9.99 | 18760 | Residential | Non-Incentive | 3 - Installed | 2021-10-28 | 2021-11-16 | 2021-12-16 | 31995 | 6399 | Havasu Solar | Purchase
UNSEDG-05115 | 86401 | PV (Photovoltaic) | 121.5 | 227785 | Non-Residential | Non-Incentive | 3 - Installed | 2021-05-18 | 2021-09-20 | 2021-12-17 | 133650 | 80190 | Urban Energy Solutions LLC, A Veregy Company | Purchase
UNSEDG-05204 | 86429 | PV (Photovoltaic) | 12.24 | 20423 | Residential | Non-Incentive | 3 - Installed | 2021-06-09 | 2021-06-24 | 2021-12-17 | 34027.2 | 6805.44 | Esmay Electric, Inc. | Purchase
UNSEDG-05479 | 86413 | PV (Photovoltaic) | 10.15 | 17463 | Residential | Non-Incentive | 3 - Installed | 2021-08-25 | 2021-09-08 | 2021-12-17 | 47500 | 2500 | Titan Solar Power | Purchase
UNSEDG-05537 | 86426 | PV (Photovoltaic) | 8.51 | 15655 | Residential | Non-Incentive | 3 - Installed | 2021-09-09 | 2021-09-23 | 2021-12-17 | 42328.39 | 2500 | Titan Solar Power | Purchase
UNSEDG-05584 | 86429 | PV (Photovoltaic) | 12.92 | 23482 | Residential | Non-Incentive | 3 - Installed | 2021-09-23 | 2021-10-12 | 2021-12-17 | 37446 | 10000 | Mohave Solar | Purchase
UNSEDG-05602 | 86413 | PV (Photovoltaic) | 12.6 | 22973 | Residential | Non-Incentive | 3 - Installed | 2021-09-24 | 2021-10-08 | 2021-12-17 | 51708 | 10341.6 | Esmay Electric, Inc. | Purchase
UNSEDG-05663 | 86429 | PV (Photovoltaic) | 16.28 | 29439 | Residential | Non-Incentive | 3 - Installed | 2021-09-29 | 2021-10-13 | 2021-12-17 | 38584 | 7716.8 | Havasu Solar | Purchase
UNSEDG-05076 | 86401 | PV (Photovoltaic) | 8.52 | 15575 | Residential | Non-Incentive | 3 - Installed | 2021-05-06 | 2021-05-18 | 2021-12-21 | 25496 | 2500 | Freedom Forever | Purchase
UNSEDG-05117 | 85648 | PV (Photovoltaic) | 9.15 | 16307 | Residential | Non-Incentive | 3 - Installed | 2021-05-18 | 2021-05-26 | 2021-12-21 | 52500 | 2500 | Freedom Forever | Purchase
UNSEDG-05132 | 85648 | PV (Photovoltaic) | 4.29 | 7430 | Residential | Non-Incentive | 3 - Installed | 2021-05-24 | 2021-06-16 | 2021-12-21 | 16130 | 3226 | Erus Energy | Purchase
UNSEDG-05338 | 85648 | PV (Photovoltaic) | 11.1 | 20697 | Residential | Non-Incentive | 3 - Installed | 2021-07-14 | 2021-07-27 | 2021-12-21 | 52404.84 | 2500 | Titan Solar Power | Purchase
UNSEDG-05399 | 85648 | PV (Photovoltaic) | 8.14 | 13631 | Residential | Non-Incentive | 3 - Installed | 2021-08-02 | 2021-08-09 | 2021-12-21 | 34058.82 | 2500 | Titan Solar Power | Purchase
UNSEDG-05417 | 86401 | PV (Photovoltaic) | 8.51 | 14277 | Residential | Non-Incentive | 3 - Installed | 2021-08-07 | 2021-08-16 | 2021-12-21 | 32750 | 9825 | SUNUP AMERICA | Purchase
UNSEDG-05425 | 86404 | PV (Photovoltaic) | 9.84 | 18363 | Residential | Non-Incentive | 3 - Installed | 2021-08-10 | 2021-08-16 | 2021-12-21 | 29520 | 10000 | AAA Electric inc | Purchase
UNSEDG-05502 | 85648 | PV (Photovoltaic) | 7.03 | 12887 | Residential | Non-Incentive | 3 - Installed | 2021-08-31 | 2021-09-14 | 2021-12-21 | 40020 | 2500 | Titan Solar Power | Purchase
UNSEDG-05522 | 86409 | PV (Photovoltaic) | 9.99 | 18213 | Residential | Non-Incentive | 3 - Installed | 2021-09-07 | 2021-09-21 | 2021-12-21 | 48546.66 | 2500 | Titan Solar Power | Purchase
UNSEDG-05528 | 86409 | PV (Photovoltaic) | 8.14 | 15275 | Residential | Non-Incentive | 3 - Installed | 2021-09-08 | 2021-09-21 | 2021-12-21 | 42328.39 | 2500 | Titan Solar Power | Purchase
UNSEDG-05595 | 86404 | PV (Photovoltaic) | 7.4 | 14105 | Residential | Non-Incentive | 3 - Installed | 2021-09-23 | 2021-10-07 | 2021-12-21 | 25558 | 5111.6 | Havasu Solar | Purchase
UNSEDG-05666 | 86401 | PV (Photovoltaic) | 7.77 | 15418 | Residential | Non-Incentive | 3 - Installed | 2021-09-29 | 2021-10-11 | 2021-12-21 | 43840.5 | 2500 | Titan Solar Power | Purchase
UNSEDG-05689 | 86404 | PV (Photovoltaic) | 15.87 | 26491 | Residential | Non-Incentive | 3 - Installed | 2021-09-30 | 2021-10-11 | 2021-12-21 | 62447.3 | 12489.46 | Esmay Electric, Inc. | Purchase
UNSEDG-05749 | 86403 | PV (Photovoltaic) | 4.56 | 8288 | Residential | Non-Incentive | 3 - Installed | 2021-10-21 | 2021-11-04 | 2021-12-21 | 12768 | 5000 | Mohave Solar | Purchase
UNSEDG-05757 | 86401 | PV (Photovoltaic) | 9.24 | 18040 | Residential | Non-Incentive | 3 - Installed | 2021-10-22 | 2021-11-08 | 2021-12-21 | 42940.43 | 4000 | Southwest Electrical Contractors Inc. | Purchase
UNSEDG-05758 | 86409 | PV (Photovoltaic) | 9.25 | 18062 | Residential | Non-Incentive | 3 - Installed | 2021-10-22 | 2021-11-08 | 2021-12-21 | 30977 | 6195.4 | Havasu Solar | Purchase
UNSEDG-05759 | 86406 | PV (Photovoltaic) | 13.32 | 23817 | Residential | Non-Incentive | 3 - Installed | 2021-10-23 | 2021-11-09 | 2021-12-21 | 42659 | 8532 | Havasu Solar | Purchase
UNSEDG-05778 | 86406 | PV (Photovoltaic) | 11.47 | 21828 | Residential | Non-Incentive | 3 - Installed | 2021-10-28 | 2021-11-16 | 2021-12-21 | 40355 | 8071 | Havasu Solar | Purchase
UNSEDG-05792 | 86406 | PV (Photovoltaic) | 8.51 | 15440 | Residential | Non-Incentive | 3 - Installed | 2021-11-03 | 2021-11-29 | 2021-12-21 | 27255 | 5451 | Havasu Solar | Purchase
UNSEDG-05070 | 85648 | PV (Photovoltaic) | 6.51 | 11840 | Residential | Non-Incentive | 3 - Installed | 2021-05-04 | 2021-05-20 | 2021-12-22 | 25311.11 | 2759.08 | Solgen Power LLC | Purchase
UNSEDG-05175 | 85621 | PV (Photovoltaic) | 4.34 | 4960 | Residential | Non-Incentive | 3 - Installed | 2021-06-03 | 2021-06-30 | 2021-12-22 | 19765.56 | 1573.66 | Solgen Power LLC | Purchase
UNSEDG-05176 | 85648 | PV (Photovoltaic) | 7.44 | 11884 | Residential | Non-Incentive | 3 - Installed | 2021-06-04 | 2021-06-14 | 2021-12-22 | 28411.11 | 3041.75 | Solgen Power LLC | Purchase
UNSEDG-05192 | 86401 | PV (Photovoltaic) | 12.95 | 22123 | Residential | Non-Incentive | 3 - Installed | 2021-06-08 | 2021-06-24 | 2021-12-22 | 40888 | 2500 | Freedom Forever | Purchase
UNSEDG-05193 | 86401 | PV (Photovoltaic) | 9.455 | 15872 | Residential | Non-Incentive | 3 - Installed | 2021-06-08 | 2021-06-22 | 2021-12-22 | 34529.97 | 2500 | Freedom Forever | Purchase
UNSEDG-05216 | 86401 | PV (Photovoltaic) | 10.73 | 19088 | Residential | Non-Incentive | 3 - Installed | 2021-06-14 | 2021-06-25 | 2021-12-22 | 45994.12 | 2500 | Titan Solar Power | Purchase
UNSEDG-05290 | 85648 | PV (Photovoltaic) | 5.68 | 10628 | Residential | Non-Incentive | 3 - Installed | 2021-07-01 | 2021-07-12 | 2021-12-22 | 24433.53 | 2500 | Titan Solar Power | Purchase
UNSEDG-05565 | 85648 | PV (Photovoltaic) | 8.88 | 14835 | Residential | Non-Incentive | 3 - Installed | 2021-09-16 | 2021-11-01 | 2021-12-22 | 40382.39 | 2500 | Titan Solar Power | Purchase
UNSEDG-05580 | 86403 | PV (Photovoltaic) | 12.54 | 23079 | Residential | Non-Incentive | 3 - Installed | 2021-09-21 | 2021-10-07 | 2021-12-22 | 26495.7 | 5299.14 | Havasu Solar | Purchase
UNSEDG-05674 | 86404 | PV (Photovoltaic) | 12.6 | 22153 | Residential | Non-Incentive | 3 - Installed | 2021-09-30 | 2021-10-11 | 2021-12-22 | 49969.2 | 9993.84 | Esmay Electric, Inc. | Purchase
UNSEDG-05738 | 86409 | PV (Photovoltaic) | 7.4 | 12567 | Residential | Non-Incentive | 3 - Installed | 2021-10-19 | 2021-11-03 | 2021-12-22 | 29800 | 8940 | SUNUP AMERICA | Purchase
UNSEDG-05765 | 86401 | PV (Photovoltaic) | 11.1 | 18510 | Residential | Non-Incentive | 3 - Installed | 2021-10-26 | 2021-11-12 | 2021-12-22 | 38450 | 11535 | SUNUP AMERICA | Purchase
UNSEDG-05766 | 86401 | PV (Photovoltaic) | 8.14 | 15161 | Residential | Non-Incentive | 3 - Installed | 2021-10-26 | 2021-11-12 | 2021-12-22 | 26070 | 5214 | Havasu Solar | Purchase
UNSEDG-04931 | 85648 | PV (Photovoltaic) | 7.41 | 12692 | Residential | Non-Incentive | 3 - Installed | 2021-02-26 | 2021-03-03 | 2021-12-27 | 35100 | 14100 | DH Remodel Services | Purchase
UNSEDG-05004 | 86401 | PV (Photovoltaic) | 5.44 | 9909 | Residential | Non-Incentive | 3 - Installed | 2021-04-01 | 2021-04-06 | 2021-12-27 | 22532.39 | 20032.39 | Titan Solar Power | Purchase
UNSEDG-05052 | 85648 | PV (Photovoltaic) | 7.04 | 12833 | Residential | Non-Incentive | 3 - Installed | 2021-04-26 | 2021-05-18 | 2021-12-27 | 32525 | 6505 | Erus Energy | Purchase
UNSEDG-05114 | 86409 | PV (Photovoltaic) | 377.61 | 688343 | Non-Residential | Non-Incentive | 3 - Installed | 2021-05-18 | 2021-08-11 | 2021-12-27 | 410305 | 246183 | Urban Energy Solutions LLC, A Veregy Company | Purchase
UNSEDG-05211 | 86401 | PV (Photovoltaic) | 3.5 | 6856 | Residential | Non-Incentive | 3 - Installed | 2021-06-11 | 2021-06-24 | 2021-12-27 | 23843 | 2500 | Freedom Forever | Purchase
UNSEDG-05527 | 86401 | PV (Photovoltaic) | 6.29 | 12364 | Residential | Non-Incentive | 3 - Installed | 2021-09-08 | 2021-09-21 | 2021-12-27 | 37052.63 | 2500 | Titan Solar Power | Purchase
UNSEDG-05747 | 86406 | PV (Photovoltaic) | 12.16 | 22101 | Residential | Non-Incentive | 3 - Installed | 2021-10-21 | 2021-11-04 | 2021-12-27 | 32224 | 10000 | Mohave Solar | Purchase
UNSEDG-05797 | 86401 | PV (Photovoltaic) | 5.475 | 10722 | Residential | Non-Incentive | 3 - Installed | 2021-11-04 | 2021-11-29 | 2021-12-27 | 16600 | 1000 | Angle Solar | Purchase
UNSEDG-04999 | 85621 | PV (Photovoltaic) | 11.47 | 21895 | Residential | Non-Incentive | 3 - Installed | 2021-03-30 | 2021-04-02 | 2021-12-28 | 49856.32 | 2500 | Titan Solar Power | Purchase
UNSEDG-05156 | 85648 | PV (Photovoltaic) | 11.84 | 22555 | Residential | Non-Incentive | 3 - Installed | 2021-05-28 | 2021-06-10 | 2021-12-28 | 47627.23 | 2500 | Titan Solar Power | Purchase
UNSEDG-05344 | 85648 | PV (Photovoltaic) | 14.91 | 23899 | Residential | Non-Incentive | 3 - Installed | 2021-07-16 | 2021-08-03 | 2021-12-28 | 62131.77 | 2500 | Titan Solar Power | Purchase
UNSEDG-05444 | 86429 | PV (Photovoltaic) | 15.62 | 27945 | Residential | Non-Incentive | 3 - Installed | 2021-08-19 | 2021-09-03 | 2021-12-28 | 37019 | 7403.8 | Havasu Solar | Purchase
UNSEDG-05463 | 86429 | PV (Photovoltaic) | 10.8 | 19005 | Residential | Non-Incentive | 3 - Installed | 2021-08-23 | 2021-09-07 | 2021-12-29 | 41488 | 8297.6 | Esmay Electric, Inc. | Purchase
UNSEDG-05583 | 86406 | PV (Photovoltaic) | 14.43 | 28160 | Residential | Non-Incentive | 3 - Installed | 2021-09-22 | 2021-10-07 | 2021-12-29 | 22200 | 1500 | Streamline Solar Power Systems | Purchase
UNSEDG-05733 | 86403 | PV (Photovoltaic) | 22.94 | 42469 | Residential | Non-Incentive | 3 - Installed | 2021-10-19 | 2021-11-16 | 2021-12-29 | 82939 | 16588 | Havasu Solar | Purchase
UNSEDG-05769 | 86403 | PV (Photovoltaic) | 9.62 | 17641 | Residential | Non-Incentive | 3 - Installed | 2021-10-26 | 2021-11-12 | 2021-12-29 | 30809 | 6161.8 | Havasu Solar | Purchase
UNSEDG-05553 | 86404 | PV (Photovoltaic) | 14.04 | 24260 | Residential | Non-Incentive | 3 - Installed | 2021-09-14 | 2021-09-30 | 2021-12-30 | 59216.4 | 11843.28 | Esmay Electric, Inc. | Purchase
UNSEDG-05554 | 86404 | PV (Photovoltaic) | 11.16 | 19267 | Residential | Non-Incentive | 3 - Installed | 2021-09-14 | 2021-09-30 | 2021-12-30 | 40611.6 | 8122.32 | Esmay Electric, Inc. | Purchase
UNSEDG-05750 | 86406 | PV (Photovoltaic) | 8.625 | 15556 | Residential | Non-Incentive | 3 - Installed | 2021-10-21 | 2021-11-16 | 2021-12-30 | 26450 | 5290 | Esmay Electric, Inc. | Purchase
UNSEDG-05784 | 86406 | PV (Photovoltaic) | 12.58 | 23916 | Residential | Non-Incentive | 3 - Installed | 2021-10-29 | 2021-11-29 | 2021-12-30 | 31375 | 6275 | Havasu Solar | Purchase
UNSEDG-05785 | 86403 | PV (Photovoltaic) | 9.25 | 16185 | Residential | Non-Incentive | 3 - Installed | 2021-11-01 | 2021-11-29 | 2021-12-30 | 21923 | 4384.6 | Havasu Solar | Purchase
UNSEDG-05788 | 86406 | PV (Photovoltaic) | 19 | 34533 | Residential | Non-Incentive | 3 - Installed | 2021-11-02 | 2021-11-29 | 2021-12-30 | 52000 | 10000 | Mohave Solar | Purchase
UNSEDG-05258 | 85648 | PV (Photovoltaic) | 8.88 | 16235 | Residential | Non-Incentive | 3 - Installed | 2021-06-29 | 2021-07-01 | 2022-01-03 | 42200 | 2500 | Titan Solar Power | Purchase
UNSEDG-05832 | 86404 | PV (Photovoltaic) | 6.66 | 9445 | Residential | Non-Incentive | 3 - Installed | 2021-11-09 | 2021-12-06 | 2022-01-03 | 16784 | 3357 | Havasu Solar | Purchase
UNSEDG-05849 | 86404 | PV (Photovoltaic) | 8.88 | 15034 | Residential | Non-Incentive | 3 - Installed | 2021-11-15 | 2021-12-01 | 2022-01-03 | 21046 | 4209.2 | Havasu Solar | Purchase
UNSEDG-05057 | 86413 | PV (Photovoltaic) | 7.03 | 12975 | Residential | Non-Incentive | 3 - Installed | 2021-04-30 | 2021-05-04 | 2022-01-05 | 32964 | 2500 | Titan Solar Power | Purchase
UNSEDG-05520 | 86401 | PV (Photovoltaic) | 7.4 | 13597 | Residential | Non-Incentive | 3 - Installed | 2021-09-07 | 2021-09-21 | 2022-01-05 | 40806.62 | 2500 | Titan Solar Power | Purchase
UNSEDG-05660 | 86406 | PV (Photovoltaic) | 16.72 | 30389 | Residential | Non-Incentive | 3 - Installed | 2021-09-29 | 2021-12-03 | 2022-01-05 | 46000 | 10000 | Mohave Solar | Purchase
UNSEDG-05748 | 86406 | PV (Photovoltaic) | 15.2 | 27626 | Residential | Non-Incentive | 3 - Installed | 2021-10-21 | 2021-11-04 | 2022-01-05 | 47735 | 10000 | Mohave Solar | Purchase
UNSEDG-05800 | 86406 | PV (Photovoltaic) | 14.8 | 21805 | Residential | Non-Incentive | 3 - Installed | 2021-11-04 | 2021-12-01 | 2022-01-05 | 47400 | 9480 | Havasu Solar | Purchase
UNSEDG-05828 | 86413 | PV (Photovoltaic) | 5.475 | 9938 | Residential | Non-Incentive | 3 - Installed | 2021-11-09 | 2021-12-03 | 2022-01-05 | 22809.33 | 4561.87 | ABP Electrical | Purchase
UNSEDG-04956 | 85648 | PV (Photovoltaic) | 16.32 | 27190 | Residential | Non-Incentive | 3 - Installed | 2021-03-11 | 2021-10-14 | 2022-01-07 | 59200 | 41440 | Tesla Energy Operations, Inc. | Purchase
UNSEDG-05394 | 86404 | PV (Photovoltaic) | 6.29 | 11026 | Residential | Non-Incentive | 3 - Installed | 2021-08-01 | 2021-08-06 | 2022-01-07 | 23500 | 7050 | SUNUP AMERICA | Purchase
UNSEDG-05403 | 86401 | PV (Photovoltaic) | 11.9 | 23273 | Residential | Non-Incentive | 3 - Installed | 2021-08-04 | 2021-09-14 | 2022-01-07 | 48526 | 9526 | Odin Energy | Purchase
UNSEDG-05490 | 85648 | PV (Photovoltaic) | 5.4 | 9893 | Residential | Non-Incentive | 3 - Installed | 2021-08-26 | 2021-09-21 | 2022-01-07 | 17620 | 2500 | Titan Solar Power | Purchase
UNSEDG-05597 | 86409 | PV (Photovoltaic) | 4.875 | 8695 | Residential | Non-Incentive | 3 - Installed | 2021-09-24 | 2021-10-07 | 2022-01-07 | 17905.73 | 3581.15 | ABP Electrical | Purchase
UNSEDG-05619 | 86401 | PV (Photovoltaic) | 5.55 | 9513 | Residential | Non-Incentive | 3 - Installed | 2021-09-27 | 2021-10-08 | 2022-01-07 | 31585.64 | 2500 | Titan Solar Power | Purchase
UNSEDG-05767 | 86404 | PV (Photovoltaic) | 12.21 | 21681 | Residential | Non-Incentive | 3 - Installed | 2021-10-26 | 2021-11-29 | 2022-01-07 | 39105 | 7821 | Havasu Solar | Purchase
UNSEDG-05801 | 86406 | PV (Photovoltaic) | 11.47 | 21460 | Residential | Non-Incentive | 3 - Installed | 2021-11-04 | 2021-12-01 | 2022-01-07 | 38411 | 7682 | Havasu Solar | Purchase
UNSEDG-05852 | 86404 | PV (Photovoltaic) | 13.32 | 24858 | Residential | Non-Incentive | 3 - Installed | 2021-11-15 | 2021-12-07 | 2022-01-07 | 33515 | 6703 | Havasu Solar | Purchase
UNSEDG-05133 | 86401 | PV (Photovoltaic) | 177.12 | 336392 | Non-Residential | Non-Incentive | 3 - Installed | 2021-05-24 | 2021-08-09 | 2022-01-10 | 192456 | 115473.6 | Urban Energy Solutions LLC, A Veregy Company | Purchase
UNSEDG-05762 | 86401 | PV (Photovoltaic) | 6.205 | 11932 | Residential | Non-Incentive | 3 - Installed | 2021-10-25 | 2021-11-09 | 2022-01-10 | 18300 | 1000 | Angle Solar | Purchase
UNSEDG-04878 | 86401 | PV (Photovoltaic) | 6.46 | 10951 | Residential | Non-Incentive | 3 - Installed | 2021-01-28 | 2021-02-12 | 2022-01-11 | 28443.87 | 2500 | Titan Solar Power | Purchase
UNSEDG-05649 | 86409 | PV (Photovoltaic) | 6.66 | 12826 | Residential | Non-Incentive | 3 - Installed | 2021-09-29 | 2021-10-11 | 2022-01-11 | 33670.05 | 2500 | Titan Solar Power | Purchase
UNSEDG-05676 | 86401 | PV (Photovoltaic) | 11.4 | 21157 | Residential | Non-Incentive | 3 - Installed | 2021-09-30 | 2021-10-11 | 2022-01-11 | 28400 | 10000 | Mohave Solar | Purchase
UNSEDG-05742 | 86409 | PV (Photovoltaic) | 6.66 | 12826 | Residential | Non-Incentive | 3 - Installed | 2021-10-20 | 2021-11-04 | 2022-01-11 | 22005 | 4401 | Havasu Solar | Purchase
UNSEDG-05789 | 86403 | PV (Photovoltaic) | 4.56 | 8288 | Residential | Non-Incentive | 3 - Installed | 2021-11-02 | 2021-11-29 | 2022-01-11 | 13180 | 5000 | Mohave Solar | Purchase
UNSEDG-05802 | 86406 | PV (Photovoltaic) | 17.02 | 32348 | Residential | Non-Incentive | 3 - Installed | 2021-11-04 | 2021-12-01 | 2022-01-11 | 59239 | 11848 | Havasu Solar | Purchase
UNSEDG-05824 | 86406 | PV (Photovoltaic) | 9.62 | 17739 | Residential | Non-Incentive | 3 - Installed | 2021-11-08 | 2021-12-02 | 2022-01-11 | 33107 | 6621 | Havasu Solar | Purchase
UNSEDG-05935 | 86406 | PV (Photovoltaic) | 10.27 | 18938 | Residential | Non-Incentive | 3 - Installed | 2021-12-02 | 2021-12-16 | 2022-01-11 | 24540.34 | 4908.07 | Havasu Solar | Purchase
UNSEDG-05724 | 86413 | PV (Photovoltaic) | 7.935 | 13021 | Residential | Non-Incentive | 3 - Installed | 2021-10-15 | 2021-10-27 | 2022-01-12 | 30708.45 | 6141.69 | Esmay Electric, Inc. | Purchase
UNSEDG-05869 | 86404 | PV (Photovoltaic) | 9.62 | 18298 | Residential | Non-Incentive | 3 - Installed | 2021-11-18 | 2021-12-10 | 2022-01-14 | 31134 | 6226.8 | Havasu Solar | Purchase
UNSEDG-05870 | 86406 | PV (Photovoltaic) | 12.64 | 22729 | Residential | Non-Incentive | 3 - Installed | 2021-11-18 | 2021-12-10 | 2022-01-14 | 40482 | 8096.4 | Havasu Solar | Purchase
UNSEDG-05885 | 86403 | PV (Photovoltaic) | 9.36 | 15525 | Residential | Non-Incentive | 3 - Installed | 2021-11-22 | 2021-12-13 | 2022-01-14 | 29256.8 | 5851.36 | Esmay Electric, Inc. | Purchase
UNSEDG-05894 | 86404 | PV (Photovoltaic) | 10.27 | 16614 | Residential | Non-Incentive | 3 - Installed | 2021-11-23 | 2021-12-09 | 2022-01-14 | 25379 | 5075.8 | Havasu Solar | Purchase
UNSEDG-05830 | 85648 | PV (Photovoltaic) | 5.25 | 9769 | Residential | Non-Incentive | 3 - Installed | 2021-11-09 | 2021-12-03 | 2022-01-17 | 22977.27 | 1242 | Solgen Power LLC | Purchase
UNSEDG-05723 | 86404 | PV (Photovoltaic) | 16.28 | 28806 | Residential | Non-Incentive | 3 - Installed | 2021-10-14 | 2021-11-03 | 2022-01-18 | 38773 | 2000 | Streamline Solar Power Systems | Purchase
UNSEDG-05727 | 86404 | PV (Photovoltaic) | 16.2 | 24778 | Residential | Non-Incentive | 3 - Installed | 2021-10-18 | 2021-10-29 | 2022-01-18 | 46956 | 9391.2 | Esmay Electric, Inc. | Purchase
UNSEDG-05746 | 86406 | PV (Photovoltaic) | 6.9 | 12445 | Residential | Non-Incentive | 3 - Installed | 2021-10-21 | 2021-11-03 | 2022-01-18 | 21320 | 4264 | Esmay Electric, Inc. | Purchase
UNSEDG-05768 | 86406 | PV (Photovoltaic) | 18.63 | 31660 | Residential | Non-Incentive | 3 - Installed | 2021-10-26 | 2021-11-12 | 2022-01-18 | 52464 | 10492.8 | Esmay Electric, Inc. | Purchase
UNSEDG-05307 | 86401 | PV (Photovoltaic) | 19.47 | 36658 | Residential | Non-Incentive | 3 - Installed | 2021-07-07 | 2021-07-12 | 2022-01-19 | 77596.84 | 4000 | Southwest Electrical Contractors Inc. | Purchase
UNSEDG-05355 | 86403 | PV (Photovoltaic) | 14.061 | 22574 | Residential | Non-Incentive | 3 - Installed | 2021-07-21 | 2021-07-27 | 2022-01-19 | 57962.78 | 11592.55 | Esmay Electric, Inc. | Purchase
UNSEDG-05540 | 86433 | PV (Photovoltaic) | 4.96 | 8143 | Residential | Non-Incentive | 3 - Installed | 2021-09-09 | 2021-09-23 | 2022-01-19 | 33709 | 10112.7 | SUNUP AMERICA | Purchase
UNSEDG-05563 | 86409 | PV (Photovoltaic) | 8.51 | 16626 | Residential | Non-Incentive | 3 - Installed | 2021-09-16 | 2021-10-04 | 2022-01-19 | 48518.44 | 2500 | Titan Solar Power | Purchase
UNSEDG-05624 | 86401 | PV (Photovoltaic) | 5.55 | 10870 | Residential | Non-Incentive | 3 - Installed | 2021-09-27 | 2021-10-29 | 2022-01-19 | 17776 | 3555.2 | Havasu Solar | Purchase
UNSEDG-05656 | 86401 | PV (Photovoltaic) | 5.18 | 9880 | Residential | Non-Incentive | 3 - Installed | 2021-09-29 | 2021-10-11 | 2022-01-19 | 27364 | 2500 | Titan Solar Power | Purchase
UNSEDG-05761 | 86401 | PV (Photovoltaic) | 4.38 | 7181 | Residential | Non-Incentive | 3 - Installed | 2021-10-25 | 2021-11-09 | 2022-01-19 | 14500 | 1500 | Angle Solar | Purchase
UNSEDG-05805 | 86406 | PV (Photovoltaic) | 7.92 | 13751 | Residential | Non-Incentive | 3 - Installed | 2021-11-05 | 2021-12-07 | 2022-01-19 | 22809.6 | 4561.92 | Esmay Electric, Inc. | Purchase
UNSEDG-05809 | 86406 | PV (Photovoltaic) | 12.16 | 22101 | Residential | Non-Incentive | 3 - Installed | 2021-11-05 | 2021-12-01 | 2022-01-19 | 40279 | 10000 | Mohave Solar | Purchase
UNSEDG-05819 | 86406 | PV (Photovoltaic) | 14.43 | 26522 | Residential | Non-Incentive | 3 - Installed | 2021-11-05 | 2021-12-01 | 2022-01-19 | 46215 | 9243 | Havasu Solar | Purchase
UNSEDG-05868 | 86401 | PV (Photovoltaic) | 8 | 13180 | Residential | Non-Incentive | 3 - Installed | 2021-11-18 | 2021-12-09 | 2022-01-19 | 14960 | 4488 | Tri State Solar & Wind Corp. | Purchase
UNSEDG-05086 | 86401 | PV (Photovoltaic) | 10.36 | 19140 | Residential | Non-Incentive | 3 - Installed | 2021-05-07 | 2021-05-18 | 2022-01-21 | 35594 | 10678.2 | SUNUP AMERICA | Purchase
UNSEDG-05552 | 86404 | PV (Photovoltaic) | 14.715 | 25250 | Residential | Non-Incentive | 3 - Installed | 2021-09-13 | 2021-09-30 | 2022-01-21 | 53802.5 | 10760.5 | Esmay Electric, Inc. | Lease
UNSEDG-05587 | 86406 | PV (Photovoltaic) | 12.95 | 23396 | Residential | Non-Incentive | 3 - Installed | 2021-09-23 | 2021-10-07 | 2022-01-21 | 44000 | 2000 | Streamline Solar Power Systems | Purchase
UNSEDG-05596 | 85648 | PV (Photovoltaic) | 8.7 | 16008 | Residential | Non-Incentive | 3 - Installed | 2021-09-23 | 2021-10-07 | 2022-01-21 | 45694.04 | 2500 | Titan Solar Power | Purchase
UNSEDG-05659 | 86406 | PV (Photovoltaic) | 7.77 | 14504 | Residential | Non-Incentive | 3 - Installed | 2021-09-29 | 2021-11-29 | 2022-01-21 | 19270 | 3854 | Havasu Solar | Purchase
UNSEDG-05773 | 86409 | PV (Photovoltaic) | 8.4 | 16155 | Residential | Non-Incentive | 3 - Installed | 2021-10-26 | 2021-11-12 | 2022-01-21 | 27510 | 2000 | Streamline Solar Power Systems | Purchase
UNSEDG-05799 | 86403 | PV (Photovoltaic) | 11.84 | 16994 | Residential | Non-Incentive | 3 - Installed | 2021-11-04 | 2021-12-03 | 2022-01-21 | 43028 | 8606 | Havasu Solar | Purchase
UNSEDG-05838 | 85648 | PV (Photovoltaic) | 7.82 | 14563 | Residential | Non-Incentive | 3 - Installed | 2021-11-11 | 2021-12-07 | 2022-01-21 | 25024 | 3910 | SPENCER SOLAR INSTALLS, LLC | Purchase
UNSEDG-05184 | 86401 | PV (Photovoltaic) | 8.88 | 17379 | Residential | Non-Incentive | 3 - Installed | 2021-06-07 | 2021-06-21 | 2022-01-24 | 37903.32 | 2500 | Titan Solar Power | Purchase
UNSEDG-05853 | 86406 | PV (Photovoltaic) | 7.03 | 13203 | Residential | Non-Incentive | 3 - Installed | 2021-11-15 | 2021-12-07 | 2022-01-24 | 24542 | 4908 | Havasu Solar | Purchase
UNSEDG-05895 | 86406 | PV (Photovoltaic) | 10.36 | 18144 | Residential | Non-Incentive | 3 - Installed | 2021-11-23 | 2021-12-16 | 2022-01-24 | 35207 | 7041.4 | Havasu Solar | Purchase
UNSEDG-05453 | 85648 | PV (Photovoltaic) | 12.425 | 17227 | Residential | Non-Incentive | 3 - Installed | 2021-08-20 | 2021-09-02 | 2022-01-25 | 52500 | 2500 | Titan Solar Power | Purchase
UNSEDG-05457 | 85648 | PV (Photovoltaic) | 6.745 | 11118 | Residential | Non-Incentive | 3 - Installed | 2021-08-21 | 2021-09-02 | 2022-01-25 | 28077 | 2500 | Freedom Forever | Purchase
UNSEDG-05648 | 85648 | PV (Photovoltaic) | 5.92 | 11230 | Residential | Non-Incentive | 3 - Installed | 2021-09-29 | 2021-10-19 | 2022-01-25 | 26993.17 | 2500 | Titan Solar Power | Purchase
UNSEDG-05215 | 86401 | PV (Photovoltaic) | 3.33 | 5538 | Residential | Non-Incentive | 3 - Installed | 2021-06-14 | 2021-06-24 | 2022-01-28 | 15998.18 | 2500 | Titan Solar Power | Purchase
UNSEDG-05486 | 86401 | PV (Photovoltaic) | 16.65 | 27550 | Residential | Non-Incentive | 3 - Installed | 2021-08-25 | 2021-09-08 | 2022-01-28 | 54460 | 5446 | Streamline Solar Power Systems | Purchase
UNSEDG-05562 | 86406 | PV (Photovoltaic) | 20.4 | 36715 | Residential | Non-Incentive | 3 - Installed | 2021-09-16 | 2021-10-04 | 2022-01-28 | 36000 | 2000 | Streamline Solar Power Systems | Purchase
UNSEDG-05714 | 85648 | PV (Photovoltaic) | 11.2 | 20938 | Residential | Non-Incentive | 3 - Installed | 2021-10-11 | 2021-10-22 | 2022-01-28 | 61930 | 5630 | Tucson Solar Pros | Purchase
UNSEDG-05717 | 85648 | PV (Photovoltaic) | 5.225 | 8782 | Residential | Non-Incentive | 3 - Installed | 2021-10-12 | 2021-10-22 | 2022-01-28 | 22400 | 2500 | Freedom Forever | Purchase
UNSEDG-05730 | 86404 | PV (Photovoltaic) | 18.5 | 35065 | Residential | Non-Incentive | 3 - Installed | 2021-10-18 | 2023-10-10 | 2022-01-28 | 46681 | 2000 | Streamline Solar Power Systems | Purchase
UNSEDG-05763 | 86401 | PV (Photovoltaic) | 4.38 | 8462 | Residential | Non-Incentive | 3 - Installed | 2021-10-25 | 2021-11-12 | 2022-01-28 | 14600 | 1000 | Angle Solar | Purchase
UNSEDG-05796 | 86403 | PV (Photovoltaic) | 12.21 | 20565 | Residential | Non-Incentive | 3 - Installed | 2021-11-04 | 2021-12-07 | 2022-01-28 | 39400 | 15120 | SUNUP AMERICA | Purchase
UNSEDG-05808 | 86404 | PV (Photovoltaic) | 11.4 | 20720 | Residential | Non-Incentive | 3 - Installed | 2021-11-05 | 2021-12-01 | 2022-01-28 | 30000 | 10000 | Mohave Solar | Purchase
UNSEDG-05822 | 85648 | PV (Photovoltaic) | 11.05 | 20202 | Residential | Non-Incentive | 3 - Installed | 2021-11-07 | 2021-12-02 | 2022-01-28 | 45622 | 2500 | Freedom Forever | Purchase
UNSEDG-05823 | 85648 | PV (Photovoltaic) | 9.8 | 18203 | Residential | Non-Incentive | 3 - Installed | 2021-11-07 | 2021-12-02 | 2022-01-28 | 30380 | 6860 | SPENCER SOLAR INSTALLS, LLC | Purchase
UNSEDG-05839 | 86401 | PV (Photovoltaic) | 4.38 | 8462 | Residential | Non-Incentive | 3 - Installed | 2021-11-11 | 2021-12-07 | 2022-01-28 | 14600 | 1000 | Angle Solar | Purchase
UNSEDG-05842 | 86401 | PV (Photovoltaic) | 5.475 | 10581 | Residential | Non-Incentive | 3 - Installed | 2021-11-11 | 2021-12-07 | 2022-01-28 | 16600 | 1000 | Angle Solar | Purchase
UNSEDG-05864 | 86406 | PV (Photovoltaic) | 10.36 | 18758 | Residential | Non-Incentive | 3 - Installed | 2021-11-17 | 2021-12-09 | 2022-01-28 | 39599 | 11870 | SUNUP AMERICA | Purchase
UNSEDG-05955 | 85648 | PV (Photovoltaic) | 7.14 | 13161 | Residential | Non-Incentive | 3 - Installed | 2021-12-06 | 2021-12-29 | 2022-01-28 | 28508 | 2500 | Freedom Forever | Purchase
UNSEDG-05804 | 86403 | PV (Photovoltaic) | 12.765 | 21869 | Residential | Non-Incentive | 3 - Installed | 2021-11-05 | 2021-12-01 | 2022-01-31 | 50807 | 10161.4 | Esmay Electric, Inc. | Purchase
UNSEDG-05840 | 86401 | PV (Photovoltaic) | 4.38 | 7181 | Residential | Non-Incentive | 3 - Installed | 2021-11-11 | 2021-12-07 | 2022-01-31 | 14600 | 1000 | Angle Solar | Purchase
UNSEDG-05874 | 86406 | PV (Photovoltaic) | 9.62 | 16913 | Residential | Non-Incentive | 3 - Installed | 2021-11-19 | 2021-12-13 | 2022-01-31 | 33755 | 6751 | Havasu Solar | Purchase
UNSEDG-05962 | 86403 | PV (Photovoltaic) | 8.84 | 16781 | Residential | Non-Incentive | 3 - Installed | 2021-12-07 | 2021-12-29 | 2022-01-31 | 24830 | 2000 | Streamline Solar Power Systems | Purchase
UNSEDG-05205 | 86403 | PV (Photovoltaic) | 13.065 | 22215 | Residential | Non-Incentive | 3 - Installed | 2021-06-09 | 2021-06-24 | 2022-02-01 | 33054.45 | 6610.89 | Esmay Electric, Inc. | Purchase
UNSEDG-05530 | 86401 | PV (Photovoltaic) | 7.03 | 13932 | Residential | Non-Incentive | 3 - Installed | 2021-09-08 | 2021-09-21 | 2022-02-01 | 41107.08 | 2500 | Titan Solar Power | Purchase
UNSEDG-05679 | 86406 | PV (Photovoltaic) | 14.715 | 25549 | Residential | Non-Incentive | 3 - Installed | 2021-09-30 | 2021-10-11 | 2022-02-01 | 51802.5 | 10360.5 | Esmay Electric, Inc. | Lease
UNSEDG-05756 | 85648 | PV (Photovoltaic) | 7.125 | 13190 | Residential | Non-Incentive | 3 - Installed | 2021-10-22 | 2021-11-08 | 2022-02-01 | 37843 | 7568.6 | Marc Jones Construction LLC d/b/a Sunpro Solar | Purchase
UNSEDG-05764 | 86401 | PV (Photovoltaic) | 7.77 | 13076 | Residential | Non-Incentive | 3 - Installed | 2021-10-25 | 2021-11-12 | 2022-02-01 | 35753.44 | 2500 | Titan Solar Power | Purchase
UNSEDG-05820 | 85648 | PV (Photovoltaic) | 8.925 | 14938 | Residential | Non-Incentive | 3 - Installed | 2021-11-07 | 2021-12-02 | 2022-02-01 | 33934 | 2500 | Freedom Forever | Purchase
UNSEDG-05891 | 86406 | PV (Photovoltaic) | 9.72 | 17215 | Residential | Non-Incentive | 3 - Installed | 2021-11-22 | 2022-01-04 | 2022-02-01 | 30293.6 | 6058.72 | Esmay Electric, Inc. | Purchase
UNSEDG-05930 | 86404 | PV (Photovoltaic) | 13.69 | 24375 | Residential | Non-Incentive | 3 - Installed | 2021-12-02 | 2021-12-30 | 2022-02-01 | 39900 | 11970 | SUNUP AMERICA | Purchase
UNSEDG-05988 | 86403 | PV (Photovoltaic) | 10.665 | 19781 | Residential | Non-Incentive | 3 - Installed | 2021-12-14 | 2022-01-06 | 2022-02-01 | 27929 | 5585.8 | Havasu Solar | Purchase
UNSEDG-05993 | 85648 | PV (Photovoltaic) | 6.885 | 9968 | Residential | Non-Incentive | 3 - Installed | 2021-12-15 | 2022-01-13 | 2022-02-01 | 30598 | 2500 | Freedom Forever | Purchase
UNSEDG-05995 | 86406 | PV (Photovoltaic) | 10.36 | 17161 | Residential | Non-Incentive | 3 - Installed | 2021-12-15 | 2022-01-13 | 2022-02-01 | 26020 | 5204 | Havasu Solar | Purchase
UNSEDG-05661 | 86406 | PV (Photovoltaic) | 8.14 | 14658 | Residential | Non-Incentive | 3 - Installed | 2021-09-29 | 2021-10-19 | 2022-02-02 | 19296.5 | 3859.3 | Havasu Solar | Purchase
UNSEDG-05726 | 86413 | PV (Photovoltaic) | 12.92 | 22811 | Residential | Non-Incentive | 3 - Installed | 2021-10-18 | 2021-11-03 | 2022-02-02 | 26835 | 8050.5 | Tri State Solar & Wind Corp. | Purchase
UNSEDG-05760 | 85648 | PV (Photovoltaic) | 12 | 19221 | Residential | Non-Incentive | 3 - Installed | 2021-10-25 | 2021-12-03 | 2022-02-02 | 53000 | 10600 | SunPro Solar | Purchase
UNSEDG-05873 | 86404 | PV (Photovoltaic) | 9.66 | 16935 | Residential | Non-Incentive | 3 - Installed | 2021-11-19 | 2021-12-10 | 2022-02-02 | 36525 | 7305 | Esmay Electric, Inc. | Purchase
UNSEDG-05392 | 85648 | PV (Photovoltaic) | 8.165 | 12586 | Residential | Non-Incentive | 3 - Installed | 2021-07-30 | 2021-08-13 | 2022-02-03 | 41000 | 2500 | FREEDOM FOREVER | Purchase
UNSEDG-05604 | 86406 | PV (Photovoltaic) | 17.658 | 29602 | Residential | Non-Incentive | 3 - Installed | 2021-09-24 | 2021-10-18 | 2022-02-03 | 62603 | 12520.6 | Esmay Electric, Inc. | Lease
UNSEDG-05992 | 85648 | PV (Photovoltaic) | 10.27 | 18420 | Residential | Non-Incentive | 3 - Installed | 2021-12-14 | 2022-01-13 | 2022-02-03 | 33500 | 2500 | Freedom Forever | Purchase
UNSEDG-05997 | 86403 | PV (Photovoltaic) | 13.43 | 24422 | Residential | Non-Incentive | 3 - Installed | 2021-12-15 | 2022-01-14 | 2022-02-03 | 44850 | 8970 | Havasu Solar | Purchase
UNSEDG-06039 | 86406 | PV (Photovoltaic) | 15.58 | 28317 | Residential | Non-Incentive | 3 - Installed | 2021-12-27 | 2022-01-17 | 2022-02-03 | 41787 | 10000 | Mohave Solar | Purchase
UNSEDG-06043 | 86406 | PV (Photovoltaic) | 10.26 | 18648 | Residential | Non-Incentive | 3 - Installed | 2021-12-27 | 2022-01-20 | 2022-02-03 | 26189 | 10000 | Mohave Solar | Purchase
UNSEDG-05186 | 86401 | PV (Photovoltaic) | 199.26 | 346088 | Non-Residential | Non-Incentive | 3 - Installed | 2021-06-07 | 2021-08-11 | 2022-02-04 | 216513 | 129907.8 | Urban Energy Solutions LLC, A Veregy Company | Purchase
UNSEDG-05665 | 86406 | PV (Photovoltaic) | 14.4 | 25641 | Residential | Non-Incentive | 3 - Installed | 2021-09-29 | 2021-10-11 | 2022-02-04 | 47500 | 2000 | Streamline Solar Power Systems | Purchase
UNSEDG-05875 | 86406 | PV (Photovoltaic) | 11.47 | 21029 | Residential | Non-Incentive | 3 - Installed | 2021-11-19 | 2022-01-12 | 2022-02-04 | 37005 | 7401 | Havasu Solar | Purchase
UNSEDG-05889 | 86406 | PV (Photovoltaic) | 6.9 | 11994 | Residential | Non-Incentive | 3 - Installed | 2021-11-22 | 2021-12-09 | 2022-02-04 | 19320 | 3864 | Esmay Electric, Inc. | Purchase
UNSEDG-06041 | 86403 | PV (Photovoltaic) | 10.26 | 18648 | Residential | Non-Incentive | 3 - Installed | 2021-12-27 | 2022-01-20 | 2022-02-04 | 25789 | 10000 | Mohave Solar | Purchase
UNSEDG-05395 | 85648 | PV (Photovoltaic) | 4.07 | 7303 | Residential | Non-Incentive | 3 - Installed | 2021-08-01 | 2021-08-16 | 2022-02-07 | 20500 | 6150 | SUNUP AMERICA | Purchase
UNSEDG-05134 | 86401 | PV (Photovoltaic) | 361.62 | 668606 | Non-Residential | Non-Incentive | 3 - Installed | 2021-05-24 | 2021-08-11 | 2022-02-08 | 392931 | 235758.6 | Urban Energy Solutions LLC, A Veregy Company | Purchase
UNSEDG-05671 | 86404 | PV (Photovoltaic) | 15.54 | 27808 | Non-Residential | Non-Incentive | 3 - Installed | 2021-09-29 | 2021-10-29 | 2022-02-08 | 38830 | 7766 | Havasu Solar | Purchase
UNSEDG-05688 | 86401 | PV (Photovoltaic) | 8.829 | 15572 | Residential | Non-Incentive | 3 - Installed | 2021-09-30 | 2021-10-27 | 2022-02-08 | 31201.5 | 6240.3 | Esmay Electric, Inc. | Lease
UNSEDG-05876 | 86409 | PV (Photovoltaic) | 6.66 | 12688 | Residential | Non-Incentive | 3 - Installed | 2021-11-19 | 2021-12-13 | 2022-02-08 | 21546 | 4309.2 | Havasu Solar | Purchase
UNSEDG-04966 | 86409 | PV (Photovoltaic) | 6.5 | 11141 | Residential | Non-Incentive | 3 - Installed | 2021-03-12 | 2021-03-17 | 2022-02-09 | 33238.75 | 3000 | Burro Electric | Purchase
UNSEDG-05187 | 86401 | PV (Photovoltaic) | 250.92 | 470469 | Non-Residential | Non-Incentive | 3 - Installed | 2021-06-07 | 2021-07-30 | 2022-02-09 | 272646 | 163587.6 | Urban Energy Solutions LLC, A Veregy Company | Purchase
UNSEDG-05199 | 86413 | PV (Photovoltaic) | 159.9 | 301270 | Non-Residential | Non-Incentive | 3 - Installed | 2021-06-09 | 2021-08-11 | 2022-02-09 | 175860 | 105516 | Urban Energy Solutions LLC, A Veregy Company | Purchase
UNSEDG-05605 | 86413 | PV (Photovoltaic) | 12.58 | 22646 | Residential | Non-Incentive | 3 - Installed | 2021-09-24 | 2021-10-07 | 2022-02-09 | 44000 | 13200 | SUNUP AMERICA | Purchase
UNSEDG-05386 | 86401 | PV (Photovoltaic) | 8.52 | 16777 | Residential | Non-Incentive | 3 - Installed | 2021-07-30 | 2021-08-06 | 2022-02-10 | 41275.34 | 2500 | Titan Solar Power | Purchase
UNSEDG-05608 | 85648 | PV (Photovoltaic) | 6.375 | 11798 | Residential | Non-Incentive | 3 - Installed | 2021-09-24 | 2021-10-07 | 2022-02-10 | 25779 | 2500 | Freedom Forever | Purchase
UNSEDG-05736 | 86409 | PV (Photovoltaic) | 8.88 | 15103 | Residential | Non-Incentive | 3 - Installed | 2021-10-19 | 2021-11-03 | 2022-02-10 | 30250 | 9075 | SUNUP AMERICA | Purchase
UNSEDG-05753 | 86401 | PV (Photovoltaic) | 11.1 | 18430 | Residential | Non-Incentive | 3 - Installed | 2021-10-21 | 2021-11-08 | 2022-02-10 | 37800 | 11340 | SUNUP AMERICA | Purchase
UNSEDG-05781 | 86406 | PV (Photovoltaic) | 18 | 29124 | Residential | Non-Incentive | 3 - Installed | 2021-10-28 | 2021-11-29 | 2022-02-10 | 73940 | 14788 | Esmay Electric, Inc. | Purchase
UNSEDG-05786 | 85648 | PV (Photovoltaic) | 5.76 | 10708 | Residential | Non-Incentive | 3 - Installed | 2021-11-01 | 2021-11-29 | 2022-02-10 | 24836.36 | 1324.8 | Solgen Power LLC | Purchase
UNSEDG-05833 | 86404 | PV (Photovoltaic) | 8.51 | 16113 | Residential | Non-Incentive | 3 - Installed | 2021-11-09 | 2021-12-16 | 2022-02-10 | 30526 | 6105.2 | Havasu Solar | Purchase
UNSEDG-05860 | 86441 | PV (Photovoltaic) | 6.8 | 13257 | Residential | Non-Incentive | 3 - Installed | 2021-11-17 | 2021-12-07 | 2022-02-10 | 15570 | 4671 | Tri State Solar & Wind Corp. | Purchase
UNSEDG-05941 | 85648 | PV (Photovoltaic) | 14.25 | 24921 | Residential | Non-Incentive | 3 - Installed | 2021-12-03 | 2021-12-16 | 2022-02-10 | 34904 | 2500 | Freedom Forever | Purchase
UNSEDG-05967 | 86401 | PV (Photovoltaic) | 4.38 | 8573 | Residential | Non-Incentive | 3 - Installed | 2021-12-08 | 2021-12-29 | 2022-02-10 | 16000 | 1000 | Angle Solar | Purchase
UNSEDG-05980 | 86404 | PV (Photovoltaic) | 8.69 | 16319 | Residential | Non-Incentive | 3 - Installed | 2021-12-13 | 2022-01-24 | 2022-02-10 | 31659 | 6331.8 | Havasu Solar | Purchase
UNSEDG-05991 | 86404 | PV (Photovoltaic) | 10.27 | 19071 | Residential | Non-Incentive | 3 - Installed | 2021-12-14 | 2022-01-24 | 2022-02-10 | 31659 | 6331.8 | Havasu Solar | Purchase
UNSEDG-06003 | 86409 | PV (Photovoltaic) | 5.135 | 9869 | Residential | Non-Incentive | 3 - Installed | 2021-12-16 | 2022-01-24 | 2022-02-10 | 16770 | 3354 | Havasu Solar | Purchase
UNSEDG-06009 | 86406 | PV (Photovoltaic) | 9.48 | 17911 | Residential | Non-Incentive | 3 - Installed | 2021-12-20 | 2022-01-17 | 2022-02-10 | 22468 | 4493.6 | Havasu Solar | Purchase
UNSEDG-06058 | 86406 | PV (Photovoltaic) | 12.16 | 22101 | Residential | Non-Incentive | 3 - Installed | 2022-01-03 | 2022-01-20 | 2022-02-10 | 31724 | 10000 | Mohave Solar | Purchase
UNSEDG-06073 | 85648 | PV (Photovoltaic) | 9.125 | 14093 | Residential | Non-Incentive | 3 - Installed | 2022-01-06 | 2022-01-26 | 2022-02-10 | 35566 | 2500 | Freedom Forever | Purchase
UNSEDG-05218 | 86441 | PV (Photovoltaic) | 103.32 | 180236 | Non-Residential | Non-Incentive | 3 - Installed | 2021-06-15 | 2021-06-16 | 2022-02-11 | 143751.2 | 98191.2 | Urban Energy Solutions LLC, A Veregy Company | Purchase
UNSEDG-05384 | 86403 | PV (Photovoltaic) | 19.08 | 35445 | Residential | Non-Incentive | 3 - Installed | 2021-07-29 | 2021-10-22 | 2022-02-11 | 77749 | 2500 | Titan Solar Power | Purchase
UNSEDG-05500 | 86409 | PV (Photovoltaic) | 8.88 | 17379 | Residential | Non-Incentive | 3 - Installed | 2021-08-30 | 2021-09-14 | 2022-02-11 | 30062 | 6012.4 | Havasu Solar | Purchase
UNSEDG-05620 | 86404 | PV (Photovoltaic) | 16.28 | 30135 | Residential | Non-Incentive | 3 - Installed | 2021-09-27 | 2021-10-08 | 2022-02-11 | 54113 | 10822.6 | Havasu Solar | Purchase
UNSEDG-05791 | 85621 | PV (Photovoltaic) | 4.68 | 8433 | Residential | Non-Incentive | 3 - Installed | 2021-11-03 | 2021-11-29 | 2022-02-11 | 25268.18 | 1076.4 | Solgen Power LLC | Purchase
UNSEDG-05936 | 86404 | PV (Photovoltaic) | 7.11 | 12876 | Residential | Non-Incentive | 3 - Installed | 2021-12-02 | 2021-12-16 | 2022-02-11 | 19071 | 3814.2 | Havasu Solar | Purchase
UNSEDG-05937 | 86406 | PV (Photovoltaic) | 10.73 | 19115 | Residential | Non-Incentive | 3 - Installed | 2021-12-03 | 2021-12-16 | 2022-02-11 | 37995 | 11398 | SUNUP AMERICA | Purchase
UNSEDG-05985 | 86406 | PV (Photovoltaic) | 13.32 | 24693 | Residential | Non-Incentive | 3 - Installed | 2021-12-14 | 2021-12-29 | 2022-02-11 | 40000 | 12000 | SUNUP AMERICA | Purchase
UNSEDG-06042 | 86406 | PV (Photovoltaic) | 13.3 | 24173 | Residential | Non-Incentive | 3 - Installed | 2021-12-27 | 2022-01-20 | 2022-02-11 | 41572 | 10000 | Mohave Solar | Purchase
UNSEDG-05712 | 85621 | PV (Photovoltaic) | 3.2 | 22 | Residential | Non-Incentive | 3 - Installed | 2021-10-07 | 2021-10-18 | 2022-02-15 | 26840 | 2440 | Tucson Solar Pros | Purchase
UNSEDG-05818 | 85648 | PV (Photovoltaic) | 11.55 | 15968 | Residential | Non-Incentive | 3 - Installed | 2021-11-05 | 2021-12-29 | 2022-02-15 | 50576.66 | 2500 | Freedom Forever | Purchase
UNSEDG-06004 | 85648 | PV (Photovoltaic) | 6.48 | 8564 | Residential | Non-Incentive | 3 - Installed | 2021-12-17 | 2022-02-07 | 2022-02-15 | 26352.27 | 1490.4 | Solgen Power LLC | Purchase
UNSEDG-05241 | 85621 | PV (Photovoltaic) | 7.13 | 12312 | Residential | Non-Incentive | 3 - Installed | 2021-06-23 | 2021-06-28 | 2022-02-16 | 27496.11 | 2894.32 | Solgen Power LLC | Purchase
UNSEDG-05817 | 86404 | PV (Photovoltaic) | 13.32 | 25337 | Residential | Non-Incentive | 3 - Installed | 2021-11-05 | 2021-12-01 | 2022-02-16 | 32575 | 2000 | Streamline Solar Power Systems | Purchase
UNSEDG-05821 | 85648 | PV (Photovoltaic) | 11.4 | 17890 | Residential | Non-Incentive | 3 - Installed | 2021-11-07 | 2021-12-02 | 2022-02-16 | 44082 | 2500 | Freedom Forever | Purchase
UNSEDG-05893 | 86406 | PV (Photovoltaic) | 17.25 | 30424 | Residential | Non-Incentive | 3 - Installed | 2021-11-22 | 2021-12-29 | 2022-02-16 | 67505 | 13501 | Esmay Electric, Inc. | Purchase
UNSEDG-06010 | 86404 | PV (Photovoltaic) | 14.615 | 24775 | Residential | Non-Incentive | 3 - Installed | 2021-12-20 | 2022-01-17 | 2022-02-16 | 34637 | 6927 | HAVASU SOLAR | Purchase
UNSEDG-06025 | 86404 | PV (Photovoltaic) | 7.11 | 11330 | Residential | Non-Incentive | 3 - Installed | 2021-12-22 | 2022-01-21 | 2022-02-16 | 23572 | 4714.4 | Havasu Solar | Purchase
UNSEDG-06026 | 86406 | PV (Photovoltaic) | 5.925 | 9978 | Residential | Non-Incentive | 3 - Installed | 2021-12-22 | 2022-01-21 | 2022-02-16 | 19786 | 3957.2 | Havasu Solar | Purchase
UNSEDG-05836 | 86401 | PV (Photovoltaic) | 9.62 | 16883 | Residential | Non-Incentive | 3 - Installed | 2021-11-10 | 2021-12-07 | 2022-02-17 | 23806 | 2806 | StreamlineSolar | Purchase
UNSEDG-05844 | 86406 | PV (Photovoltaic) | 7.48 | 12702 | Residential | Non-Incentive | 3 - Installed | 2021-11-12 | 2021-12-07 | 2022-02-17 | 33579 | 2000 | Our World Energy | Purchase
UNSEDG-05892 | 86406 | PV (Photovoltaic) | 11.73 | 20852 | Residential | Non-Incentive | 3 - Installed | 2021-11-22 | 2021-12-09 | 2022-02-17 | 48225.9 | 9645.18 | Esmay Electric, Inc. | Purchase
UNSEDG-05909 | 86401 | PV (Photovoltaic) | 5.11 | 9877 | Residential | Non-Incentive | 3 - Installed | 2021-11-29 | 2021-12-16 | 2022-02-17 | 18000 | 1000 | Angle Solar | Purchase
UNSEDG-06001 | 86401 | PV (Photovoltaic) | 4.38 | 8462 | Residential | Non-Incentive | 3 - Installed | 2021-12-16 | 2022-01-14 | 2022-02-17 | 14600 | 1000 | Angle Solar | Purchase
UNSEDG-06014 | 86401 | PV (Photovoltaic) | 10 | 16399 | Residential | Non-Incentive | 3 - Installed | 2021-12-21 | 2022-01-19 | 2022-02-17 | 19980 | 5994 | Tri State Solar & Wind Corp. | Purchase
UNSEDG-06017 | 86401 | PV (Photovoltaic) | 4.38 | 7181 | Residential | Non-Incentive | 3 - Installed | 2021-12-21 | 2022-01-19 | 2022-02-17 | 14600 | 1000 | Angle Solar | Purchase
UNSEDG-05200 | 86401 | PV (Photovoltaic) | 258.3 | 477604 | Non-Residential | Non-Incentive | 3 - Installed | 2021-06-09 | 2021-09-24 | 2022-02-18 | 284130 | 170478 | Urban Energy Solutions LLC, A Veregy Company | Purchase
UNSEDG-05983 | 86401 | PV (Photovoltaic) | 8.52 | 14934 | Residential | Non-Incentive | 3 - Installed | 2021-12-14 | 2022-01-05 | 2022-02-22 | 42952.42 | 2500 | Titan Solar Power | Purchase
UNSEDG-06018 | 86401 | PV (Photovoltaic) | 6.24 | 12098 | Residential | Non-Incentive | 3 - Installed | 2021-12-21 | 2022-01-19 | 2022-02-22 | 18300 | 1000 | Angle Solar | Purchase
UNSEDG-05704 | 86404 | PV (Photovoltaic) | 12.95 | 23449 | Residential | Non-Incentive | 3 - Installed | 2021-10-05 | 2021-10-19 | 2022-02-23 | 40514.5 | 12154.5 | SUNUP AMERICA | Purchase
UNSEDG-05731 | 86409 | PV (Photovoltaic) | 5.18 | 10305 | Residential | Non-Incentive | 3 - Installed | 2021-10-18 | 2021-11-29 | 2022-02-23 | 30624.4 | 2500 | Titan Solar Power | Purchase
UNSEDG-05857 | 86409 | PV (Photovoltaic) | 5.18 | 8796 | Residential | Non-Incentive | 3 - Installed | 2021-11-16 | 2021-12-07 | 2022-02-23 | 20700 | 6210 | SUNUP AMERICA | Purchase
UNSEDG-05898 | 86403 | PV (Photovoltaic) | 8.625 | 15662 | Residential | Non-Incentive | 3 - Installed | 2021-11-24 | 2021-12-20 | 2022-02-23 | 33678.75 | 6735.75 | Esmay Electric, Inc. | Purchase
UNSEDG-05968 | 86401 | PV (Photovoltaic) | 5.84 | 11230 | Residential | Non-Incentive | 3 - Installed | 2021-12-09 | 2021-12-30 | 2022-02-23 | 18600 | 1000 | Angle Solar | Purchase
UNSEDG-06006 | 86440 | PV (Photovoltaic) | 15.36 | 28313 | Residential | Non-Incentive | 3 - Installed | 2021-12-20 | 2022-01-20 | 2022-02-23 | 35000 | 5000 | APO Electrical | Purchase
UNSEDG-06054 | 86429 | PV (Photovoltaic) | 12.92 | 23482 | Residential | Non-Incentive | 3 - Installed | 2021-12-30 | 2022-01-24 | 2022-02-23 | 33738 | 10000 | Mohave Solar | Purchase
UNSEDG-05432 | 86401 | PV (Photovoltaic) | 8.12 | 12897 | Residential | Non-Incentive | 3 - Installed | 2021-08-12 | 2021-08-18 | 2022-02-24 | 42806.34 | 2500 | Titan Solar Power | Purchase
UNSEDG-05690 | 86406 | PV (Photovoltaic) | 18.4 | 32753 | Residential | Non-Incentive | 3 - Installed | 2021-09-30 | 2021-11-08 | 2022-02-24 | 44700 | 2000 | Streamline Solar Power Systems | Purchase
UNSEDG-05795 | 86409 | PV (Photovoltaic) | 8.51 | 16142 | Residential | Non-Incentive | 3 - Installed | 2021-11-04 | 2021-11-29 | 2022-02-24 | 33000 | 9900 | SUNUP AMERICA | Purchase
UNSEDG-05881 | 86404 | PV (Photovoltaic) | 23.04 | 40544 | Residential | Non-Incentive | 3 - Installed | 2021-11-22 | 2021-12-13 | 2022-02-24 | 66355.2 | 13271.04 | Esmay Electric, Inc. | Purchase
UNSEDG-05981 | 86401 | PV (Photovoltaic) | 4.81 | 9161 | Residential | Non-Incentive | 3 - Installed | 2021-12-13 | 2022-01-05 | 2022-02-24 | 21000 | 6300 | SUNUP AMERICA | Purchase
UNSEDG-05119 | 85621 | PV (Photovoltaic) | 13.64 | 24852 | Residential | Non-Incentive | 3 - Installed | 2021-05-19 | 2021-06-14 | 2022-02-25 | 58241.79 | 5131.99 | Solgen Power LLC | Purchase
UNSEDG-05441 | 86401 | PV (Photovoltaic) | 4.64 | 8800 | Residential | Non-Incentive | 3 - Installed | 2021-08-18 | 2021-08-26 | 2022-02-25 | 27967.03 | 2500 | Titan Solar Power | Purchase
UNSEDG-05709 | 85648 | PV (Photovoltaic) | 5.44 | 9826 | Residential | Non-Incentive | 3 - Installed | 2021-10-07 | 2021-10-18 | 2022-02-25 | 22304 | 2000 | Icon Power | Purchase
UNSEDG-05798 | 86403 | PV (Photovoltaic) | 17.39 | 30955 | Residential | Non-Incentive | 3 - Installed | 2021-11-04 | 2021-12-20 | 2022-02-25 | 65000 | 19500 | SUNUP AMERICA | Purchase
UNSEDG-05879 | 86404 | PV (Photovoltaic) | 11.04 | 18820 | Residential | Non-Incentive | 3 - Installed | 2021-11-22 | 2021-12-13 | 2022-02-25 | 41700 | 8340 | Esmay Electric, Inc. | Purchase
UNSEDG-05924 | 85648 | PV (Photovoltaic) | 19.76 | 31726 | Residential | Non-Incentive | 3 - Installed | 2021-12-01 | 2022-01-14 | 2022-02-25 | 65510 | 9830 | SPENCER SOLAR INSTALLS, LLC | Purchase
UNSEDG-06040 | 86406 | PV (Photovoltaic) | 17.1 | 31079 | Residential | Non-Incentive | 3 - Installed | 2021-12-27 | 2022-01-20 | 2022-02-25 | 43605 | 10000 | Mohave Solar | Purchase
UNSEDG-06056 | 86406 | PV (Photovoltaic) | 11.4 | 20720 | Residential | Non-Incentive | 3 - Installed | 2021-12-31 | 2022-01-20 | 2022-02-25 | 28975 | 10000 | Mohave Solar | Purchase
UNSEDG-06069 | 86403 | PV (Photovoltaic) | 13.43 | 24963 | Residential | Non-Incentive | 3 - Installed | 2022-01-06 | 2022-01-24 | 2022-02-25 | 43012 | 8602.4 | Havasu Solar | Purchase
UNSEDG-06087 | 86406 | PV (Photovoltaic) | 8.69 | 12394 | Residential | Non-Incentive | 3 - Installed | 2022-01-10 | 2022-02-02 | 2022-02-28 | 27058 | 5411.6 | Havasu Solar | Purchase
UNSEDG-05734 | 85648 | PV (Photovoltaic) | 2.8 | 5176 | Residential | Non-Incentive | 3 - Installed | 2021-10-19 | 2021-11-03 | 2022-03-01 | 23485 | 2135 | Tucson Solar Pros | Purchase
UNSEDG-06064 | 85648 | PV (Photovoltaic) | 6.57 | 12185 | Residential | Non-Incentive | 3 - Installed | 2022-01-04 | 2022-01-25 | 2022-03-01 | 28139 | 2500 | Freedom Forever | Purchase
UNSEDG-04654 | 86404 | PV (Photovoltaic) | 13.8 | 25055 | Residential | Non-Incentive | 3 - Installed | 2020-09-24 | 2020-10-05 | 2022-03-02 | 40000 | 10000 | Mohave Solar | Purchase
UNSEDG-05345 | 86413 | PV (Photovoltaic) | 8.14 | 15745 | Residential | Non-Incentive | 3 - Installed | 2021-07-18 | 2021-08-06 | 2022-03-02 | 39050 | 11715 | SUNUP AMERICA | Purchase
UNSEDG-05693 | 86401 | PV (Photovoltaic) | 12.825 | 21464 | Residential | Non-Incentive | 3 - Installed | 2021-09-30 | 2021-10-12 | 2022-03-02 | 44793 | 2500 | Freedom Forever | Purchase
UNSEDG-05728 | 86413 | PV (Photovoltaic) | 11.1 | 20106 | Residential | Non-Incentive | 3 - Installed | 2021-10-18 | 2021-12-07 | 2022-03-02 | 38400 | 11520 | SUNUP AMERICA | Purchase
UNSEDG-05880 | 86403 | PV (Photovoltaic) | 19.08 | 33102 | Residential | Non-Incentive | 3 - Installed | 2021-11-22 | 2021-12-13 | 2022-03-02 | 75175.2 | 15035.04 | Esmay Electric, Inc. | Purchase
UNSEDG-05882 | 86403 | PV (Photovoltaic) | 11.73 | 20305 | Residential | Non-Incentive | 3 - Installed | 2021-11-22 | 2021-12-13 | 2022-03-02 | 46874 | 9374.8 | Esmay Electric, Inc. | Purchase
UNSEDG-05883 | 86404 | PV (Photovoltaic) | 12.42 | 20943 | Residential | Non-Incentive | 3 - Installed | 2021-11-22 | 2021-12-13 | 2022-03-02 | 45430.88 | 9086.18 | Esmay Electric, Inc. | Purchase
UNSEDG-05888 | 86406 | PV (Photovoltaic) | 9.52 | 15706 | Residential | Non-Incentive | 3 - Installed | 2021-11-22 | 2021-12-09 | 2022-03-02 | 41061.3 | 2000 | Our World Energy | Purchase
UNSEDG-05896 | 86406 | PV (Photovoltaic) | 14.145 | 24576 | Residential | Non-Incentive | 3 - Installed | 2021-11-23 | 2022-01-24 | 2022-03-02 | 60491.9 | 12098.38 | Esmay Electric, Inc. | Purchase
UNSEDG-05965 | 85648 | PV (Photovoltaic) | 7.875 | 14002 | Residential | Non-Incentive | 3 - Installed | 2021-12-07 | 2022-01-14 | 2022-03-02 | 37357 | 7471.4 | Marc Jones Construction LLC d/b/a Sunpro Solar | Purchase
UNSEDG-05986 | 86401 | PV (Photovoltaic) | 4.38 | 8462 | Residential | Non-Incentive | 3 - Installed | 2021-12-14 | 2022-01-06 | 2022-03-02 | 14600 | 1000 | Angle Solar | Purchase
UNSEDG-05987 | 86409 | PV (Photovoltaic) | 4.38 | 8462 | Residential | Non-Incentive | 3 - Installed | 2021-12-14 | 2022-01-06 | 2022-03-02 | 14600 | 1000 | Angle Solar | Purchase
UNSEDG-06011 | 86413 | PV (Photovoltaic) | 5.46 | 9199 | Residential | Non-Incentive | 3 - Installed | 2021-12-20 | 2022-01-19 | 2022-03-02 | 16600 | 1000 | Angle Solar | Purchase
UNSEDG-06012 | 86401 | PV (Photovoltaic) | 5.46 | 10972 | Residential | Non-Incentive | 3 - Installed | 2021-12-20 | 2022-01-19 | 2022-03-02 | 18300 | 1000 | Angle Solar | Purchase
UNSEDG-06045 | 86406 | PV (Photovoltaic) | 14.44 | 26245 | Residential | Non-Incentive | 3 - Installed | 2021-12-27 | 2022-01-20 | 2022-03-02 | 36322 | 10000 | Mohave Solar | Purchase
UNSEDG-06070 | 86403 | PV (Photovoltaic) | 10.665 | 16888 | Residential | Non-Incentive | 3 - Installed | 2022-01-06 | 2022-01-26 | 2022-03-02 | 34618 | 6923.6 | Havasu Solar | Purchase
UNSEDG-06162 | 85648 | PV (Photovoltaic) | 7.59 | 11206 | Residential | Non-Incentive | 3 - Installed | 2022-01-25 | 2022-02-14 | 2022-03-02 | 32120 | 2500 | Freedom Forever | Purchase
UNSEDG-04981 | 86406 | PV (Photovoltaic) | 6.12 | 10841 | Residential | Non-Incentive | 3 - Installed | 2021-03-22 | 2021-03-29 | 2022-03-03 | 29640 | 3000 | Burro Electric | Purchase
UNSEDG-05099 | 86403 | PV (Photovoltaic) | 7.68 | 13642 | Residential | Non-Incentive | 3 - Installed | 2021-05-12 | 2021-05-19 | 2022-03-03 | 42729 | 14000 | John Ertz | Purchase
UNSEDG-05157 | 86404 | PV (Photovoltaic) | 4.07 | 7316 | Residential | Non-Incentive | 3 - Installed | 2021-05-28 | 2021-11-09 | 2022-03-03 | 20292.19 | 2500 | Titan Solar Power | Purchase
UNSEDG-05694 | 86406 | PV (Photovoltaic) | 8.16 | 14300 | Residential | Non-Incentive | 3 - Installed | 2021-09-30 | 2021-10-12 | 2022-03-03 | 34439 | 2000 | Our World Energy | Purchase
UNSEDG-05770 | 86406 | PV (Photovoltaic) | 16.8 | 29907 | Residential | Non-Incentive | 3 - Installed | 2021-10-26 | 2021-12-13 | 2022-03-03 | 57670 | 2000 | Streamline Solar Power Systems | Purchase
UNSEDG-05884 | 86404 | PV (Photovoltaic) | 4.83 | 8878 | Residential | Non-Incentive | 3 - Installed | 2021-11-22 | 2021-12-13 | 2022-03-03 | 19470.38 | 3894.08 | Esmay Electric, Inc. | Purchase
UNSEDG-05886 | 86404 | PV (Photovoltaic) | 7.935 | 13429 | Residential | Non-Incentive | 3 - Installed | 2021-11-22 | 2021-12-13 | 2022-03-03 | 31811.19 | 6362.24 | Esmay Electric, Inc. | Purchase
UNSEDG-05887 | 86404 | PV (Photovoltaic) | 10.695 | 18100 | Residential | Non-Incentive | 3 - Installed | 2021-11-22 | 2021-12-13 | 2022-03-03 | 42875.96 | 8575.19 | Esmay Electric, Inc. | Purchase
UNSEDG-06076 | 86404 | PV (Photovoltaic) | 16.59 | 28079 | Residential | Non-Incentive | 3 - Installed | 2022-01-06 | 2022-02-01 | 2022-03-03 | 55403 | 11080.6 | Havasu Solar | Purchase
UNSEDG-06134 | 86406 | PV (Photovoltaic) | 7.9 | 14622 | Residential | Non-Incentive | 3 - Installed | 2022-01-20 | 2022-02-14 | 2022-03-03 | 55934 | 11186.8 | HAVASU SOLAR | Purchase
UNSEDG-06136 | 86406 | PV (Photovoltaic) | 9.48 | 13390 | Residential | Non-Incentive | 3 - Installed | 2022-01-20 | 2022-02-14 | 2022-03-03 | 55934 | 11186.8 | HAVASU SOLAR | Purchase
UNSEDG-06224 | 86403 | PV (Photovoltaic) | 12.21 | 22348 | Non-Residential | Non-Incentive | 3 - Installed | 2022-02-03 | 2022-02-11 | 2022-03-03 | 35930 | 3000 | Streamline Solar Power Systems | Purchase
UNSEDG-06225 | 86403 | PV (Photovoltaic) | 14.43 | 26412 | Non-Residential | Non-Incentive | 3 - Installed | 2022-02-03 | 2022-02-11 | 2022-03-03 | 30428 | 2000 | Streamline Solar Power Systems | Purchase
UNSEDG-05904 | 86404 | PV (Photovoltaic) | 10.005 | 18077 | Residential | Non-Incentive | 3 - Installed | 2021-11-29 | 2021-12-29 | 2022-03-04 | 30314 | 6062.8 | Esmay Electric, Inc. | Purchase
UNSEDG-06049 | 86406 | PV (Photovoltaic) | 15.405 | 28445 | Residential | Non-Incentive | 3 - Installed | 2021-12-28 | 2022-01-21 | 2022-03-04 | 44406 | 8881.2 | Havasu Solar | Purchase
UNSEDG-05079 | 85621 | PV (Photovoltaic) | 205.82 | 361771 | Non-Residential | Non-Incentive | 3 - Installed | 2021-05-06 | 2021-09-09 | 2022-03-07 | 400000 | 100000 | Solar Gain Inc. | Purchase
UNSEDG-05547 | 86406 | PV (Photovoltaic) | 11.04 | 19190 | Residential | Non-Incentive | 3 - Installed | 2021-09-10 | 2021-09-30 | 2022-03-07 | 26930 | 2500 | Freedom Forever | Purchase
UNSEDG-05957 | 86409 | PV (Photovoltaic) | 5.6 | 9293 | Residential | Non-Incentive | 3 - Installed | 2021-12-07 | 2021-12-29 | 2022-03-07 | 22700 | 2000 | Our World Energy | Purchase
UNSEDG-06097 | 86401 | PV (Photovoltaic) | 7.6 | 14575 | Residential | Non-Incentive | 3 - Installed | 2022-01-12 | 2022-02-04 | 2022-03-07 | 39043 | 5000 | SunLink Energy | Purchase
UNSEDG-06104 | 86409 | PV (Photovoltaic) | 12.64 | 24406 | Residential | Non-Incentive | 3 - Installed | 2022-01-13 | 2022-02-07 | 2022-03-07 | 42509 | 8501.8 | HAVASU SOLAR | Purchase
UNSEDG-06146 | 86404 | PV (Photovoltaic) | 10.665 | 17854 | Residential | Non-Incentive | 3 - Installed | 2022-01-21 | 2022-02-14 | 2022-03-07 | 34157 | 6831.4 | HAVASU SOLAR | Purchase
UNSEDG-04442 | 85648 | PV (Photovoltaic) | 4.2 | 6807 | Residential | Non-Incentive | 3 - Installed | 2020-05-12 | 2020-05-14 | 2022-03-08 | 19584.56 | 1035 | Solgen Power LLC | Purchase
UNSEDG-05996 | 85648 | PV (Photovoltaic) | 10 | 17895 | Residential | Non-Incentive | 3 - Installed | 2021-12-15 | 2022-01-14 | 2022-03-08 | 25000 | 4000 | Solar Topps LLC | Purchase
UNSEDG-05783 | 85648 | PV (Photovoltaic) | 3.2 | 26 | Residential | Non-Incentive | 3 - Installed | 2021-10-29 | 2021-11-23 | 2022-03-09 | 26840 | 2440 | Tucson Solar Pros | Purchase
UNSEDG-05639 | 86406 | PV (Photovoltaic) | 24.75 | 43318 | Non-Residential | Non-Incentive | 3 - Installed | 2021-09-28 | 2021-10-11 | 2022-03-10 | 60000 | 10000 | Mohave Solar | Purchase
UNSEDG-05772 | 86409 | PV (Photovoltaic) | 8.5 | 13565 | Residential | Non-Incentive | 3 - Installed | 2021-10-26 | 2021-12-03 | 2022-03-10 | 37900 | 2000 | Our World Energy | Purchase
UNSEDG-05780 | 85621 | PV (Photovoltaic) | 6.4 | 10403 | Residential | Non-Incentive | 3 - Installed | 2021-10-28 | 2021-11-16 | 2022-03-10 | 38115 | 3465 | Tucson Solar Pros | Purchase
UNSEDG-06119 | 86403 | PV (Photovoltaic) | 6.66 | 12052 | Residential | Non-Incentive | 3 - Installed | 2022-01-18 | 2022-02-11 | 2022-03-10 | 18000 | 10000 | Mohave Solar | Purchase
UNSEDG-06156 | 86406 | PV (Photovoltaic) | 9.48 | 17340 | Residential | Non-Incentive | 3 - Installed | 2022-01-24 | 2022-02-18 | 2022-03-10 | 22468 | 4493.6 | HAVASU SOLAR | Purchase
UNSEDG-06170 | 86406 | PV (Photovoltaic) | 7.11 | 13212 | Residential | Non-Incentive | 3 - Installed | 2022-01-27 | 2022-02-19 | 2022-03-10 | 16851 | 3370.2 | HAVASU SOLAR | Purchase
UNSEDG-05899 | 86406 | PV (Photovoltaic) | 16.215 | 25968 | Residential | Non-Incentive | 3 - Installed | 2021-11-24 | 2021-12-16 | 2022-03-11 | 61025.18 | 12205.04 | Esmay Electric, Inc. | Purchase
UNSEDG-05901 | 86406 | PV (Photovoltaic) | 17.39 | 31360 | Residential | Non-Incentive | 3 - Installed | 2021-11-24 | 2022-01-12 | 2022-03-11 | 43900 | 13170 | SUNUP AMERICA | Purchase
UNSEDG-05931 | 86409 | PV (Photovoltaic) | 7.1 | 13759 | Residential | Non-Incentive | 3 - Installed | 2021-12-02 | 2021-12-16 | 2022-03-11 | 33418.15 | 2500 | Titan Solar Power | Purchase
UNSEDG-05944 | 86401 | PV (Photovoltaic) | 8.14 | 14481 | Residential | Non-Incentive | 3 - Installed | 2021-12-05 | 2022-01-03 | 2022-03-11 | 45629.31 | 2500 | Titan Solar Power | Purchase
UNSEDG-06020 | 86401 | PV (Photovoltaic) | 4.14 | 7954 | Residential | Non-Incentive | 3 - Installed | 2021-12-22 | 2022-01-19 | 2022-03-11 | 14600 | 1000 | Angle Solar | Purchase
UNSEDG-05919 | 86406 | PV (Photovoltaic) | 10.695 | 18553 | Residential | Non-Incentive | 3 - Installed | 2021-12-01 | 2021-12-16 | 2022-03-14 | 42994.48 | 8598.89 | Esmay Electric, Inc. | Purchase
UNSEDG-05974 | 86404 | PV (Photovoltaic) | 10.73 | 19352 | Residential | Non-Incentive | 3 - Installed | 2021-12-10 | 2022-01-04 | 2022-03-14 | 35932 | 7186.4 | Havasu Solar | Purchase
UNSEDG-06113 | 86403 | PV (Photovoltaic) | 10.665 | 19217 | Residential | Non-Incentive | 3 - Installed | 2022-01-15 | 2022-02-11 | 2022-03-14 | 34157 | 6831.4 | Havasu Solar | Purchase
UNSEDG-06048 | 86401 | PV (Photovoltaic) | 5.32 | 9873 | Residential | Non-Incentive | 3 - Installed | 2021-12-28 | 2022-01-21 | 2022-03-15 | 17024 | 10000 | Mohave Solar | Purchase
UNSEDG-06143 | 86409 | PV (Photovoltaic) | 6.715 | 11248 | Residential | Non-Incentive | 3 - Installed | 2022-01-20 | 2022-02-14 | 2022-03-15 | 31485 | 6297 | HAVASU SOLAR | Purchase
UNSEDG-04976 | 86426 | PV (Photovoltaic) | 10.08 | 17446 | Residential | Non-Incentive | 3 - Installed | 2021-03-19 | 2021-03-29 | 2022-03-16 | 34299 | 3000 | Burro Electric | Purchase
UNSEDG-05642 | 86406 | PV (Photovoltaic) | 11.31 | 20101 | Residential | Non-Incentive | 3 - Installed | 2021-09-28 | 2021-10-08 | 2022-03-16 | 31668 | 10000 | Mohave Solar | Purchase
UNSEDG-05654 | 86413 | PV (Photovoltaic) | 18.27 | 27871 | Residential | Non-Incentive | 3 - Installed | 2021-09-29 | 2021-10-11 | 2022-03-16 | 89302.58 | 2500 | Titan Solar Power | Purchase
UNSEDG-05921 | 86403 | PV (Photovoltaic) | 8.502 | 14589 | Residential | Non-Incentive | 3 - Installed | 2021-12-01 | 2021-12-16 | 2022-03-16 | 23255.4 | 4651.08 | Esmay Electric, Inc. | Purchase
UNSEDG-05960 | 86403 | PV (Photovoltaic) | 10.8 | 19110 | Residential | Non-Incentive | 3 - Installed | 2021-12-07 | 2021-12-29 | 2022-03-16 | 52080 | 4080 | Streamline Solar Power Systems | Purchase
UNSEDG-06117 | 86406 | PV (Photovoltaic) | 11.4 | 21240 | Residential | Non-Incentive | 3 - Installed | 2022-01-17 | 2022-02-11 | 2022-03-16 | 27443 | 5488.6 | HAVASU SOLAR | Purchase
UNSEDG-06171 | 86406 | PV (Photovoltaic) | 7.11 | 13034 | Residential | Non-Incentive | 3 - Installed | 2022-01-27 | 2022-02-19 | 2022-03-16 | 23201 | 4640.2 | HAVASU SOLAR | Purchase
UNSEDG-05590 | 86409 | PV (Photovoltaic) | 6.29 | 11130 | Residential | Non-Incentive | 3 - Installed | 2021-09-23 | 2021-10-07 | 2022-03-17 | 52777.2 | 2500 | Titan Solar Power | Purchase
UNSEDG-05939 | 86409 | PV (Photovoltaic) | 8.51 | 16513 | Residential | Non-Incentive | 3 - Installed | 2021-12-03 | 2021-12-16 | 2022-03-17 | 22165 | 4433 | Havasu Solar | Purchase
UNSEDG-06241 | 86406 | PV (Photovoltaic) | 6.08 | 11050 | Residential | Non-Incentive | 3 - Installed | 2022-02-04 | 2022-03-04 | 2022-03-17 | 16000 | 10000 | Mohave Solar | Purchase
UNSEDG-05878 | 86401 | PV (Photovoltaic) | 5.475 | 10581 | Residential | Non-Incentive | 3 - Installed | 2021-11-20 | 2021-12-13 | 2022-03-18 | 17000 | 1000 | Angle Solar | Purchase
UNSEDG-05973 | 86401 | PV (Photovoltaic) | 5.53 | 10772 | Residential | Non-Incentive | 3 - Installed | 2021-12-10 | 2022-01-04 | 2022-03-18 | 31921.5 | 2500 | Titan Solar Power | Purchase
UNSEDG-05978 | 86409 | PV (Photovoltaic) | 7.505 | 13895 | Residential | Non-Incentive | 3 - Installed | 2021-12-13 | 2022-01-04 | 2022-03-18 | 35496.03 | 2500 | Titan Solar Power | Purchase
UNSEDG-06023 | 86401 | PV (Photovoltaic) | 5.46 | 10630 | Residential | Non-Incentive | 3 - Installed | 2021-12-22 | 2022-01-21 | 2022-03-18 | 16400 | 1000 | Angle Solar | Purchase
UNSEDG-06027 | 86406 | PV (Photovoltaic) | 11.06 | 19918 | Residential | Non-Incentive | 3 - Installed | 2021-12-22 | 2022-01-21 | 2022-03-18 | 35746 | 7149 | HAVASU SOLAR | Purchase
UNSEDG-06036 | 86401 | PV (Photovoltaic) | 7.41 | 14730 | Residential | Non-Incentive | 3 - Installed | 2021-12-27 | 2022-01-21 | 2022-03-18 | 20900 | 1000 | Angle Solar | Purchase
UNSEDG-06071 | 86404 | PV (Photovoltaic) | 12.58 | 23884 | Residential | Non-Incentive | 3 - Installed | 2022-01-06 | 2022-01-26 | 2022-03-18 | 40291 | 8058.2 | HAVASU SOLAR | Purchase
UNSEDG-06115 | 86403 | PV (Photovoltaic) | 15.96 | 29007 | Residential | Non-Incentive | 3 - Installed | 2022-01-17 | 2022-02-11 | 2022-03-18 | 39950 | 10000 | Mohave Solar | Purchase
UNSEDG-05505 | 85621 | PV (Photovoltaic) | 5.94 | 10383 | Residential | Non-Incentive | 3 - Installed | 2021-08-31 | 2021-09-08 | 2022-03-23 | 44000 | 13000 | Solar Gain Inc. | Purchase
UNSEDG-05526 | 86413 | PV (Photovoltaic) | 13.32 | 25722 | Residential | Non-Incentive | 3 - Installed | 2021-09-08 | 2021-09-21 | 2022-03-23 | 77437.25 | 2500 | Titan Solar Power | Purchase
UNSEDG-06016 | 85648 | PV (Photovoltaic) | 5.6 | 8691 | Residential | Non-Incentive | 3 - Installed | 2021-12-21 | 2022-02-14 | 2022-03-23 | 23997 | 2000 | Our World Energy | Purchase
UNSEDG-05610 | 85648 | PV (Photovoltaic) | 8.075 | 13948 | Residential | Non-Incentive | 3 - Installed | 2021-09-25 | 2021-10-07 | 2022-03-24 | 31761 | 2500 | Freedom Forever | Purchase
UNSEDG-05927 | 86401 | PV (Photovoltaic) | 10.665 | 18128 | Residential | Non-Incentive | 3 - Installed | 2021-12-02 | 2021-12-08 | 2022-03-24 | 52427.24 | 2500 | Titan Solar Power | Purchase
UNSEDG-05929 | 86406 | PV (Photovoltaic) | 12.765 | 20580 | Residential | Non-Incentive | 3 - Installed | 2021-12-02 | 2021-12-16 | 2022-03-24 | 50807 | 10161.4 | Esmay Electric, Inc. | Purchase
UNSEDG-05959 | 86406 | PV (Photovoltaic) | 14.061 | 24732 | Residential | Non-Incentive | 3 - Installed | 2021-12-07 | 2022-01-06 | 2022-03-24 | 51513.5 | 10302.7 | Esmay Electric, Inc. | Lease
UNSEDG-06168 | 86403 | PV (Photovoltaic) | 10.27 | 19178 | Residential | Non-Incentive | 3 - Installed | 2022-01-26 | 2022-02-19 | 2022-03-24 | 32888 | 6577.6 | HAVASU SOLAR | Purchase
UNSEDG-06176 | 86406 | PV (Photovoltaic) | 8.36 | 15392 | Residential | Non-Incentive | 3 - Installed | 2022-01-28 | 2022-02-21 | 2022-03-24 | 35185 | 7037 | HAVASU SOLAR | Purchase
UNSEDG-06182 | 86409 | PV (Photovoltaic) | 10.64 | 19081 | Residential | Non-Incentive | 3 - Installed | 2022-01-28 | 2022-02-21 | 2022-03-24 | 25217 | 5043.4 | HAVASU SOLAR | Purchase
UNSEDG-06197 | 85648 | PV (Photovoltaic) | 9.49 | 17851 | Residential | Non-Incentive | 3 - Installed | 2022-01-31 | 2022-03-03 | 2022-03-24 | 34672.46 | 2500 | Freedom Forever | Purchase
UNSEDG-05643 | 86404 | PV (Photovoltaic) | 7.4 | 13802 | Residential | Non-Incentive | 3 - Installed | 2021-09-28 | 2021-11-12 | 2022-03-25 | 72181 | 14436.2 | Havasu Solar | Purchase
UNSEDG-05644 | 86404 | PV (Photovoltaic) | 14.8 | 27411 | Residential | Non-Incentive | 3 - Installed | 2021-09-28 | 2021-10-08 | 2022-03-25 | 53413 | 10682.6 | Havasu Solar | Purchase
UNSEDG-05686 | 86401 | PV (Photovoltaic) | 10.73 | 18030 | Residential | Non-Incentive | 3 - Installed | 2021-09-30 | 2021-10-26 | 2022-03-25 | 57483.45 | 2500 | Titan Solar Power | Purchase
UNSEDG-05811 | 85648 | PV (Photovoltaic) | 7.125 | 12930 | Residential | Non-Incentive | 3 - Installed | 2021-11-05 | 2022-03-09 | 2022-03-25 | 33800 | 2500 | Freedom Forever | Purchase
UNSEDG-05858 | 86404 | PV (Photovoltaic) | 7.4 | 14039 | Residential | Non-Incentive | 3 - Installed | 2021-11-16 | 2021-12-07 | 2022-03-25 | 19570 | 2000 | Streamline Solar Power Systems | Purchase
UNSEDG-05947 | 86403 | PV (Photovoltaic) | 8.97 | 15741 | Residential | Non-Incentive | 3 - Installed | 2021-12-06 | 2021-12-20 | 2022-03-25 | 33937.5 | 6787.5 | Esmay Electric, Inc. | Purchase
UNSEDG-05948 | 86406 | PV (Photovoltaic) | 11.52 | 19581 | Residential | Non-Incentive | 3 - Installed | 2021-12-06 | 2021-12-20 | 2022-03-25 | 35977.6 | 7195.52 | Esmay Electric, Inc. | Purchase
UNSEDG-06051 | 86409 | PV (Photovoltaic) | 11.455 | 19271 | Residential | Non-Incentive | 3 - Installed | 2021-12-29 | 2022-01-25 | 2022-03-25 | 54497.5 | 2500 | Titan Solar Power | Purchase
UNSEDG-06169 | 86406 | PV (Photovoltaic) | 12.245 | 23075 | Residential | Non-Incentive | 3 - Installed | 2022-01-26 | 2022-02-19 | 2022-03-25 | 57389 | 11477.8 | HAVASU SOLAR | Purchase
UNSEDG-06180 | 86406 | PV (Photovoltaic) | 21.725 | 38014 | Residential | Non-Incentive | 3 - Installed | 2022-01-28 | 2022-02-21 | 2022-03-25 | 70551 | 14110.2 | HAVASU SOLAR | Purchase
UNSEDG-06186 | 86404 | PV (Photovoltaic) | 9.875 | 16874 | Residential | Non-Incentive | 3 - Installed | 2022-01-28 | 2022-02-21 | 2022-03-25 | 23404 | 4680.8 | HAVASU SOLAR | Purchase
UNSEDG-06207 | 86406 | PV (Photovoltaic) | 9.085 | 17054 | Residential | Non-Incentive | 3 - Installed | 2022-02-01 | 2022-02-28 | 2022-03-25 | 82070 | 58620.4 | HAVASU SOLAR | Purchase
UNSEDG-06269 | 85648 | PV (Photovoltaic) | 5.475 | 8020 | Residential | Non-Incentive | 3 - Installed | 2022-02-09 | 2022-03-09 | 2022-03-25 | 25290 | 2500 | Freedom Forever | Purchase
UNSEDG-06320 | 85648 | PV (Photovoltaic) | 9.57 | 17106 | Residential | Non-Incentive | 3 - Installed | 2022-02-17 | 2022-03-14 | 2022-03-25 | 33798 | 2500 | Freedom Forever | Purchase
UNSEDG-06332 | 85648 | PV (Photovoltaic) | 5.61 | 9937 | Residential | Non-Incentive | 3 - Installed | 2022-02-21 | 2022-03-14 | 2022-03-25 | 25956 | 2500 | Freedom Forever | Purchase
UNSEDG-05343 | 86404 | PV (Photovoltaic) | 8.88 | 14885 | Residential | Non-Incentive | 3 - Installed | 2021-07-16 | 2021-07-27 | 2022-03-28 | 56859.95 | 2500 | Titan Solar Power | Purchase
UNSEDG-05437 | 86401 | PV (Photovoltaic) | 5.4 | 9354 | Residential | Non-Incentive | 3 - Installed | 2021-08-18 | 2021-08-23 | 2022-03-28 | 28300.57 | 2500 | Titan Solar Power, Inc. | Purchase
UNSEDG-05846 | 86409 | PV (Photovoltaic) | 7.505 | 13343 | Residential | Non-Incentive | 3 - Installed | 2021-11-12 | 2021-11-29 | 2022-03-28 | 43738.45 | 2500 | Titan Solar Power | Purchase
UNSEDG-05913 | 86401 | PV (Photovoltaic) | 7.9 | 13155 | Residential | Non-Incentive | 3 - Installed | 2021-11-29 | 2021-12-16 | 2022-03-28 | 41548.41 | 2500 | Titan Solar Power | Purchase
UNSEDG-05958 | 86401 | PV (Photovoltaic) | 10.4 | 17597 | Residential | Non-Incentive | 3 - Installed | 2021-12-07 | 2022-01-25 | 2022-03-28 | 18720 | 3432 | Tomik Electric, LLC DBA Eco Management Systems | Purchase
UNSEDG-06013 | 86406 | PV (Photovoltaic) | 7.935 | 14231 | Residential | Non-Incentive | 3 - Installed | 2021-12-21 | 2022-01-20 | 2022-03-28 | 32970.4 | 6594.08 | Esmay Electric, Inc | Purchase
UNSEDG-06213 | 86406 | PV (Photovoltaic) | 14.615 | 25496 | Residential | Non-Incentive | 3 - Installed | 2022-02-02 | 2022-02-28 | 2022-03-28 | 49167 | 9833.4 | HAVASU SOLAR | Purchase
UNSEDG-06216 | 86403 | PV (Photovoltaic) | 3.6 | 6631 | Residential | Non-Incentive | 3 - Installed | 2022-02-02 | 2022-02-28 | 2022-03-28 | 12240 | 2000 | Our World Energy | Purchase
UNSEDG-06401 | 86401 | PV (Photovoltaic) | 5.53 | 10939 | Residential | Non-Incentive | 3 - Installed | 2022-03-04 | 2022-03-07 | 2022-03-28 | 21864 | 2500 | Titan Solar Power | Purchase
UNSEDG-05834 | 86401 | PV (Photovoltaic) | 9.18 | 15913 | Residential | Non-Incentive | 3 - Installed | 2021-11-10 | 2021-12-08 | 2022-03-29 | 20273 | 6081.9 | Tri State Solar & Wind Corp. | Purchase
UNSEDG-05903 | 86404 | PV (Photovoltaic) | 10.2 | 16228 | Residential | Non-Incentive | 3 - Installed | 2021-11-26 | 2021-12-16 | 2022-03-29 | 41327.93 | 2000 | Our World Energy | Purchase
UNSEDG-05949 | 86406 | PV (Photovoltaic) | 13.407 | 23018 | Residential | Non-Incentive | 3 - Installed | 2021-12-06 | 2021-12-29 | 2022-03-29 | 47874.5 | 9574.9 | Esmay Electric, Inc | Lease
UNSEDG-05950 | 86401 | PV (Photovoltaic) | 9.085 | 15456 | Residential | Non-Incentive | 3 - Installed | 2021-12-06 | 2021-12-29 | 2022-03-29 | 46908 | 2500 | Titan Solar Power | Purchase
UNSEDG-06019 | 86401 | PV (Photovoltaic) | 6.24 | 10945 | Residential | Non-Incentive | 3 - Installed | 2021-12-22 | 2022-01-21 | 2022-03-29 | 18300 | 1000 | Angle Solar | Purchase
UNSEDG-06081 | 86401 | PV (Photovoltaic) | 4.38 | 8462 | Residential | Non-Incentive | 3 - Installed | 2022-01-07 | 2022-02-01 | 2022-03-29 | 14600 | 1000 | Angle Solar | Purchase
UNSEDG-06083 | 86401 | PV (Photovoltaic) | 4.015 | 6793 | Residential | Non-Incentive | 3 - Installed | 2022-01-07 | 2022-02-02 | 2022-03-29 | 16400 | 1000 | Angle Solar | Purchase
UNSEDG-06152 | 86409 | PV (Photovoltaic) | 7.9 | 13371 | Residential | Non-Incentive | 3 - Installed | 2022-01-24 | 2022-02-18 | 2022-03-29 | 39540 | 2500 | Titan Solar Power | Purchase
UNSEDG-06174 | 86406 | PV (Photovoltaic) | 21.66 | 38683 | Residential | Non-Incentive | 3 - Installed | 2022-01-27 | 2022-02-21 | 2022-03-29 | 76159 | 15231.8 | HAVASU SOLAR | Purchase
UNSEDG-06217 | 86404 | PV (Photovoltaic) | 7.2 | 12527 | Residential | Non-Incentive | 3 - Installed | 2022-02-02 | 2022-02-28 | 2022-03-29 | 31054.76 | 2000 | Our World Energy | Purchase
UNSEDG-05456 | 86401 | PV (Photovoltaic) | 16.79 | 30372 | Residential | Non-Incentive | 3 - Installed | 2021-08-21 | 2021-09-02 | 2022-03-30 | 37500 | 35000 | Freedom Forever | Purchase
UNSEDG-05582 | 86413 | PV (Photovoltaic) | 7.77 | 14810 | Residential | Non-Incentive | 3 - Installed | 2021-09-22 | 2021-10-18 | 2022-03-30 | 18515 | 3703 | Havasu Solar | Purchase
UNSEDG-06024 | 86401 | PV (Photovoltaic) | 6.24 | 10581 | Residential | Non-Incentive | 3 - Installed | 2021-12-22 | 2022-01-21 | 2022-03-30 | 18300 | 1000 | Angle Solar | Purchase
UNSEDG-06068 | 86426 | PV (Photovoltaic) | 5.925 | 11107 | Residential | Non-Incentive | 3 - Installed | 2022-01-06 | 2022-01-24 | 2022-03-30 | 21003 | 4200.6 | Havasu Solar | Purchase
UNSEDG-06086 | 86404 | PV (Photovoltaic) | 9.62 | 17161 | Residential | Non-Incentive | 3 - Installed | 2022-01-07 | 2022-02-19 | 2022-03-30 | 33000 | 9900 | SUNUP AMERICA | Purchase
UNSEDG-06150 | 86406 | PV (Photovoltaic) | 17.658 | 30216 | Residential | Non-Incentive | 3 - Installed | 2022-01-24 | 2022-02-18 | 2022-03-30 | 62935.26 | 12587.06 | Esmay Electric, Inc | Lease
UNSEDG-06151 | 86406 | PV (Photovoltaic) | 2.616 | 4343 | Residential | Non-Incentive | 3 - Installed | 2022-01-24 | 2022-02-22 | 2022-03-30 | 9323.74 | 1864.75 | Esmay Electric, Inc | Lease
UNSEDG-05347 | 85646 | PV (Photovoltaic) | 6.745 | 11009 | Residential | Non-Incentive | 3 - Installed | 2021-07-19 | 2021-07-27 | 2022-03-31 | 32160 | 18080 | Protech Solar, LLC | Purchase
UNSEDG-05675 | 85646 | PV (Photovoltaic) | 9.12 | 16658 | Residential | Non-Incentive | 3 - Installed | 2021-09-30 | 2021-11-05 | 2022-03-31 | 26198 | 5239 | Net Zero Solar LLC | Purchase
UNSEDG-05966 | 85621 | PV (Photovoltaic) | 5.55 | 10534 | Residential | Non-Incentive | 3 - Installed | 2021-12-08 | 2022-01-14 | 2022-03-31 | 21944.44 | 5394.44 | SPENCER SOLAR INSTALLS, LLC | Purchase
UNSEDG-05409 | 86404 | PV (Photovoltaic) | 20.14 | 36652 | Residential | Non-Incentive | 3 - Installed | 2021-08-05 | 2021-08-13 | 2022-04-01 | 51357 | 10000 | Mohave Solar | Purchase
UNSEDG-06060 | 86406 | PV (Photovoltaic) | 6.12 | 10495 | Residential | Non-Incentive | 3 - Installed | 2022-01-03 | 2022-01-25 | 2022-04-01 | 32145.74 | 6429.15 | Esmay Electric, Inc | Purchase
UNSEDG-06061 | 86406 | PV (Photovoltaic) | 19.08 | 31178 | Residential | Non-Incentive | 3 - Installed | 2022-01-03 | 2022-01-25 | 2022-04-01 | 75006.26 | 15001.25 | Esmay Electric, Inc | Purchase
UNSEDG-06103 | 86401 | PV (Photovoltaic) | 5.2 | 9614 | Residential | Non-Incentive | 3 - Installed | 2022-01-13 | 2022-02-07 | 2022-04-01 | 22473 | 1000 | SunLink Energy | Purchase
UNSEDG-06107 | 86401 | PV (Photovoltaic) | 5.2 | 9803 | Residential | Non-Incentive | 3 - Installed | 2022-01-14 | 2022-02-07 | 2022-04-01 | 16520 | 1000 | SunLink Energy | Purchase
UNSEDG-06120 | 86401 | PV (Photovoltaic) | 8.8 | 14992 | Residential | Non-Incentive | 3 - Installed | 2022-01-18 | 2022-02-11 | 2022-04-01 | 39287 | 1000 | SunLink Energy | Purchase
UNSEDG-06347 | 86403 | PV (Photovoltaic) | 11.4 | 20747 | Residential | Non-Incentive | 3 - Installed | 2022-02-23 | 2022-03-16 | 2022-04-01 | 29700 | 10000 | Mohave Solar | Purchase
UNSEDG-05367 | 85648 | PV (Photovoltaic) | 12.07 | 21481 | Residential | Non-Incentive | 3 - Installed | 2021-07-23 | 2022-03-15 | 2022-04-04 | 48194.39 | 2500 | Titan Solar Power, Inc. | Purchase
UNSEDG-05468 | 86401 | PV (Photovoltaic) | 8.14 | 15342 | Residential | Non-Incentive | 3 - Installed | 2021-08-24 | 2021-09-07 | 2022-04-04 | 42289.22 | 2500 | Titan Solar Power, Inc. | Purchase
UNSEDG-05915 | 86409 | PV (Photovoltaic) | 6 | 11764 | Residential | Non-Incentive | 3 - Installed | 2021-11-30 | 2022-01-03 | 2022-04-04 | 10800 | 1980 | Eco Management Systems | Purchase
UNSEDG-06047 | 86406 | PV (Photovoltaic) | 17.658 | 30700 | Residential | Non-Incentive | 3 - Installed | 2021-12-27 | 2022-01-20 | 2022-04-04 | 63103 | 12620.6 | Esmay Electric, Inc | Lease
UNSEDG-06075 | 85648 | PV (Photovoltaic) | 13.87 | 22262 | Residential | Non-Incentive | 3 - Installed | 2022-01-06 | 2022-01-31 | 2022-04-04 | 35151.39 | 2500 | Freedom Forever | Purchase
UNSEDG-06085 | 86401 | PV (Photovoltaic) | 8.97 | 17800 | Residential | Non-Incentive | 3 - Installed | 2022-01-07 | 2022-02-02 | 2022-04-04 | 25600 | 1000 | Angle Solar | Purchase
UNSEDG-06095 | 86401 | PV (Photovoltaic) | 9.125 | 16720 | Residential | Non-Incentive | 3 - Installed | 2022-01-11 | 2022-02-04 | 2022-04-04 | 36496 | 2500 | Freedom Forever | Purchase
UNSEDG-06234 | 86401 | PV (Photovoltaic) | 4.015 | 7760 | Residential | Non-Incentive | 3 - Installed | 2022-02-03 | 2022-03-07 | 2022-04-04 | 15000 | 1000 | Angle Solar | Purchase
UNSEDG-06270 | 85648 | PV (Photovoltaic) | 4.015 | 6597 | Residential | Non-Incentive | 3 - Installed | 2022-02-09 | 2022-03-13 | 2022-04-04 | 18168 | 2500 | Freedom Forever | Purchase
UNSEDG-06296 | 85648 | PV (Photovoltaic) | 6.48 | 11149 | Residential | Non-Incentive | 3 - Installed | 2022-02-14 | 2022-03-16 | 2022-04-04 | 27088.64 | 1490.4 | Solgen Power | Purchase
UNSEDG-05509 | 86406 | PV (Photovoltaic) | 14.35 | 24909 | Residential | Non-Incentive | 3 - Installed | 2021-09-01 | 2021-09-21 | 2022-04-05 | 52000 | 2500 | Freedom Forever | Purchase
UNSEDG-05902 | 86403 | PV (Photovoltaic) | 10.2 | 17629 | Residential | Non-Incentive | 3 - Installed | 2021-11-26 | 2021-12-16 | 2022-04-05 | 45790 | 2000 | Our World Energy | Purchase
UNSEDG-06029 | 86404 | PV (Photovoltaic) | 12.96 | 22936 | Residential | Non-Incentive | 3 - Installed | 2021-12-23 | 2022-01-21 | 2022-04-05 | 51062.4 | 10212.48 | Esmay Electric, Inc | Purchase
UNSEDG-06096 | 86401 | PV (Photovoltaic) | 5.6 | 10625 | Residential | Non-Incentive | 3 - Installed | 2022-01-11 | 2022-02-18 | 2022-04-05 | 29329 | 1000 | SunLink Energy | Purchase
UNSEDG-06108 | 86401 | PV (Photovoltaic) | 5.6 | 9732 | Residential | Non-Incentive | 3 - Installed | 2022-01-14 | 2022-02-18 | 2022-04-05 | 25248 | 1000 | SunLink Energy | Purchase
UNSEDG-06135 | 86406 | PV (Photovoltaic) | 12.41 | 22261 | Residential | Non-Incentive | 3 - Installed | 2022-01-20 | 2022-02-14 | 2022-04-05 | 55695.12 | 2500 | Freedom Forever | Purchase
UNSEDG-06192 | 85648 | PV (Photovoltaic) | 4.32 | 7270 | Residential | Non-Incentive | 3 - Installed | 2022-01-31 | 2022-02-21 | 2022-04-05 | 24206.82 | 1123.2 | Solgen Power | Purchase
UNSEDG-06201 | 86406 | PV (Photovoltaic) | 15.8 | 28651 | Residential | Non-Incentive | 3 - Installed | 2022-02-01 | 2022-02-23 | 2022-04-05 | 50000 | 10000 | HAVASU SOLAR | Purchase
UNSEDG-06205 | 86406 | PV (Photovoltaic) | 13.825 | 21847 | Residential | Non-Incentive | 3 - Installed | 2022-02-01 | 2022-03-09 | 2022-04-05 | 46165 | 9233 | HAVASU SOLAR | Purchase
UNSEDG-06260 | 85648 | PV (Photovoltaic) | 7.37 | 12583 | Residential | Non-Incentive | 3 - Installed | 2022-02-08 | 2022-03-08 | 2022-04-05 | 29820 | 2500 | Freedom Forever | Purchase
UNSEDG-05372 | 86403 | PV (Photovoltaic) | 12.95 | 22242 | Residential | Non-Incentive | 3 - Installed | 2021-07-27 | 2021-08-03 | 2022-04-06 | 62667.54 | 2500 | Titan Solar Power, Inc. | Purchase
UNSEDG-05803 | 86401 | PV (Photovoltaic) | 8.14 | 15943 | Residential | Non-Incentive | 3 - Installed | 2021-11-04 | 2021-12-01 | 2022-04-06 | 26070 | 5214 | Havasu Solar | Purchase
UNSEDG-05951 | 86406 | PV (Photovoltaic) | 10.54 | 18881 | Residential | Non-Incentive | 3 - Installed | 2021-12-06 | 2021-12-29 | 2022-04-06 | 45460.72 | 2000 | Our World Energy | Purchase
UNSEDG-06055 | 86429 | PV (Photovoltaic) | 12.58 | 23265 | Residential | Non-Incentive | 3 - Installed | 2021-12-30 | 2022-01-25 | 2022-04-06 | 42000 | 12600 | Sunup America | Purchase
UNSEDG-06314 | 86406 | PV (Photovoltaic) | 9.48 | 17737 | Residential | Non-Incentive | 3 - Installed | 2022-02-16 | 2022-03-11 | 2022-04-06 | 32335 | 6467 | HAVASU SOLAR | Purchase
UNSEDG-06339 | 86404 | PV (Photovoltaic) | 8.295 | 15368 | Residential | Non-Incentive | 3 - Installed | 2022-02-22 | 2022-03-14 | 2022-04-06 | 20060 | 4012 | HAVASU SOLAR | Purchase
UNSEDG-05422 | 86441 | PV (Photovoltaic) | 13.6 | 25012 | Residential | Non-Incentive | 3 - Installed | 2021-08-09 | 2021-08-13 | 2022-04-07 | 51170 | 2500 | Freedom Forever | Purchase
UNSEDG-05963 | 86406 | PV (Photovoltaic) | 13.69 | 24253 | Residential | Non-Incentive | 3 - Installed | 2021-12-07 | 2022-01-06 | 2022-04-08 | 45150 | 3000 | Streamline Solar | Purchase
UNSEDG-06052 | 86409 | PV (Photovoltaic) | 9.36 | 14539 | Residential | Non-Incentive | 3 - Installed | 2021-12-29 | 2022-01-24 | 2022-04-08 | 33153.6 | 6630.72 | Esmay Electric, Inc | Purchase
UNSEDG-06106 | 86406 | PV (Photovoltaic) | 10.695 | 18237 | Residential | Non-Incentive | 3 - Installed | 2022-01-14 | 2022-02-07 | 2022-04-08 | 32246 | 6449.2 | Esmay Electric, Inc | Purchase
UNSEDG-06110 | 86406 | PV (Photovoltaic) | 13.32 | 22697 | Residential | Non-Incentive | 3 - Installed | 2022-01-14 | 2022-02-07 | 2022-04-08 | 34405 | 2000 | Streamline Solar Power Systems, LLC | Purchase
UNSEDG-06154 | 86404 | PV (Photovoltaic) | 11.73 | 21477 | Residential | Non-Incentive | 3 - Installed | 2022-01-24 | 2022-02-18 | 2022-04-08 | 33144 | 6628.8 | Esmay Electric, Inc | Purchase
UNSEDG-06185 | 86406 | PV (Photovoltaic) | 13.32 | 22377 | Residential | Non-Incentive | 3 - Installed | 2022-01-28 | 2022-02-21 | 2022-04-08 | 49317.6 | 9863.52 | Esmay Electric, Inc | Purchase
UNSEDG-06221 | 86403 | PV (Photovoltaic) | 6.715 | 11886 | Residential | Non-Incentive | 3 - Installed | 2022-02-02 | 2022-02-28 | 2022-04-08 | 23531 | 4706.2 | HAVASU SOLAR | Purchase
UNSEDG-06349 | 85648 | PV (Photovoltaic) | 7.59 | 11842 | Residential | Non-Incentive | 3 - Installed | 2022-02-23 | 2022-03-16 | 2022-04-08 | 25413 | 2500 | Freedom Forever | Purchase
UNSEDG-06372 | 86406 | PV (Photovoltaic) | 7.77 | 13975 | Residential | Non-Incentive | 3 - Installed | 2022-02-28 | 2022-03-29 | 2022-04-08 | 30000 | 9000 | SunUp America | Purchase
UNSEDG-06038 | 86401 | PV (Photovoltaic) | 8.51 | 16177 | Residential | Non-Incentive | 3 - Installed | 2021-12-27 | 2022-01-21 | 2022-04-11 | 31642.5 | 2500 | Titan Solar Power | Purchase
UNSEDG-06065 | 86401 | PV (Photovoltaic) | 15.17 | 26151 | Residential | Non-Incentive | 3 - Installed | 2022-01-04 | 2022-02-18 | 2022-04-11 | 46900 | 14070 | Sunup America | Purchase
UNSEDG-06093 | 85648 | PV (Photovoltaic) | 6.66 | 12469 | Residential | Non-Incentive | 3 - Installed | 2022-01-10 | 2022-02-21 | 2022-04-11 | 20900 | 5415 | Abco Solar Inc. | Purchase
UNSEDG-06327 | 86404 | PV (Photovoltaic) | 11.06 | 20951 | Residential | Non-Incentive | 3 - Installed | 2022-02-21 | 2022-03-14 | 2022-04-11 | 36094 | 7218.8 | HAVASU SOLAR | Purchase
UNSEDG-05984 | 86409 | PV (Photovoltaic) | 17.775 | 28645 | Residential | Non-Incentive | 3 - Installed | 2021-12-14 | 2022-02-07 | 2022-04-12 | 80087.58 | 2500 | Titan Solar Power | Purchase
UNSEDG-06082 | 86401 | PV (Photovoltaic) | 4.38 | 8462 | Residential | Non-Incentive | 3 - Installed | 2022-01-07 | 2022-02-01 | 2022-04-12 | 16400 | 1000 | ANGLE SOLAR | Purchase
UNSEDG-06183 | 86426 | PV (Photovoltaic) | 14.82 | 21384 | Residential | Non-Incentive | 3 - Installed | 2022-01-28 | 2022-02-21 | 2022-04-12 | 49491 | 9898.2 | HAVASU SOLAR | Purchase
UNSEDG-06233 | 86401 | PV (Photovoltaic) | 4.015 | 7760 | Residential | Non-Incentive | 3 - Installed | 2022-02-03 | 2022-03-07 | 2022-04-12 | 15000 | 1000 | Angle Solar | Purchase
UNSEDG-06239 | 86403 | PV (Photovoltaic) | 13.68 | 22365 | Residential | Non-Incentive | 3 - Installed | 2022-02-04 | 2022-03-07 | 2022-04-12 | 50642.4 | 10128.48 | Esmay Electric, Inc | Purchase
UNSEDG-06308 | 86406 | PV (Photovoltaic) | 14.22 | 25045 | Residential | Non-Incentive | 3 - Installed | 2022-02-16 | 2022-03-11 | 2022-04-12 | 46456 | 9291.2 | HAVASU SOLAR | Purchase
UNSEDG-05591 | 86409 | PV (Photovoltaic) | 7.4 | 14576 | Residential | Non-Incentive | 3 - Installed | 2021-09-23 | 2021-10-07 | 2022-04-13 | 38075.1 | 2500 | Titan Solar Power, Inc. | Purchase
UNSEDG-05375 | 86401 | PV (Photovoltaic) | 14.8 | 27566 | Residential | Non-Incentive | 3 - Installed | 2021-07-28 | 2021-08-06 | 2022-04-14 | 47200 | 14160 | SUNUP AMERICA | Purchase
UNSEDG-06160 | 86431 | PV (Photovoltaic) | 11.1 | 18602 | Residential | Non-Incentive | 3 - Installed | 2022-01-25 | 2022-02-18 | 2022-04-14 | 41550 | 3000 | Streamline Solar Power Systems, LLC | Purchase
UNSEDG-06467 | 86406 | PV (Photovoltaic) | 8.14 | 13372 | Residential | Non-Incentive | 3 - Installed | 2022-03-18 | 2022-04-07 | 2022-04-14 | 47830 | 5000 | Streamline Solar Power Systems, LLC | Purchase
UNSEDG-05703 | 86406 | PV (Photovoltaic) | 8.16 | 13196 | Residential | Non-Incentive | 3 - Installed | 2021-10-05 | 2021-10-18 | 2022-04-18 | 34439 | 2000 | Our World Energy | Purchase
UNSEDG-06155 | 86404 | PV (Photovoltaic) | 21.735 | 39168 | Residential | Non-Incentive | 3 - Installed | 2022-01-24 | 2022-02-18 | 2022-04-18 | 61758 | 12351.6 | Esmay Electric, Inc | Purchase
UNSEDG-06242 | 86404 | PV (Photovoltaic) | 9.5 | 17266 | Residential | Non-Incentive | 3 - Installed | 2022-02-04 | 2022-03-07 | 2022-04-18 | 29310 | 10000 | Mohave Solar | Purchase
UNSEDG-06253 | 86406 | PV (Photovoltaic) | 12.96 | 22787 | Residential | Non-Incentive | 3 - Installed | 2022-02-08 | 2022-02-23 | 2022-04-18 | 37624.8 | 7524.96 | Esmay Electric, Inc | Purchase
UNSEDG-06301 | 86401 | PV (Photovoltaic) | 9.99 | 16608 | Residential | Non-Incentive | 3 - Installed | 2022-02-15 | 2022-03-13 | 2022-04-18 | 40860 | 12258 | SunUp America | Purchase
UNSEDG-06307 | 86406 | PV (Photovoltaic) | 12.64 | 23843 | Residential | Non-Incentive | 3 - Installed | 2022-02-16 | 2022-03-11 | 2022-04-18 | 42261 | 8452.2 | HAVASU SOLAR | Purchase
UNSEDG-06378 | 86404 | PV (Photovoltaic) | 12.92 | 23482 | Residential | Non-Incentive | 3 - Installed | 2022-03-01 | 2022-03-16 | 2022-04-18 | 33238 | 10000 | Mohave Solar | Purchase
UNSEDG-06386 | 86404 | PV (Photovoltaic) | 9.88 | 17957 | Residential | Non-Incentive | 3 - Installed | 2022-03-02 | 2022-03-21 | 2022-04-18 | 26182 | 10000 | Mohave Solar | Purchase
UNSEDG-06063 | 86401 | PV (Photovoltaic) | 6.6 | 10946 | Residential | Non-Incentive | 3 - Installed | 2022-01-04 | 2022-01-25 | 2022-04-19 | 30366 | 2500 | Freedom Forever | Purchase
UNSEDG-06227 | 86409 | PV (Photovoltaic) | 4.44 | 7453 | Residential | Non-Incentive | 3 - Installed | 2022-02-03 | 2022-02-28 | 2022-04-19 | 35000 | 10500 | SUNUP AMERICA | Purchase
UNSEDG-06228 | 86404 | PV (Photovoltaic) | 11.445 | 20137 | Residential | Non-Incentive | 3 - Installed | 2022-02-03 | 2022-03-02 | 2022-04-19 | 30901.5 | 6180.3 | Esmay Electric, Inc | Purchase
UNSEDG-06316 | 86406 | PV (Photovoltaic) | 17.38 | 33564 | Residential | Non-Incentive | 3 - Installed | 2022-02-17 | 2022-03-14 | 2022-04-19 | 58332 | 11666.4 | HAVASU SOLAR | Purchase
UNSEDG-06322 | 86403 | PV (Photovoltaic) | 15.6 | 28318 | Residential | Non-Incentive | 3 - Installed | 2022-02-18 | 2022-04-01 | 2022-04-19 | 54130 | 5130 | Streamline Solar Power Systems, LLC | Purchase
UNSEDG-06345 | 85648 | PV (Photovoltaic) | 5.6 | 61 | Residential | Non-Incentive | 3 - Installed | 2022-02-23 | 2022-03-14 | 2022-04-19 | 60148 | 5468 | Big Star Builders | Purchase
UNSEDG-05695 | 86413 | PV (Photovoltaic) | 7.77 | 14738 | Residential | Non-Incentive | 3 - Installed | 2021-10-01 | 2021-12-06 | 2022-04-20 | 30850 | 9255 | SUNUP AMERICA | Purchase
UNSEDG-06421 | 86429 | PV (Photovoltaic) | 8.36 | 15194 | Residential | Non-Incentive | 3 - Installed | 2022-03-10 | 2022-03-10 | 2022-04-20 | 25874 | 10000 | Mohave Solar | Purchase
UNSEDG-05658 | 86413 | PV (Photovoltaic) | 8.88 | 17299 | Residential | Non-Incentive | 3 - Installed | 2021-09-29 | 2021-10-11 | 2022-04-21 | 55666 | 11133.2 | Havasu Solar | Purchase
UNSEDG-05416 | 86401 | PV (Photovoltaic) | 6.57 | 12115 | Residential | Non-Incentive | 3 - Installed | 2021-08-06 | 2021-08-13 | 2022-04-25 | 32367 | 2500 | Freedom Forever | Purchase
UNSEDG-05816 | 86406 | PV (Photovoltaic) | 8.16 | 14502 | Residential | Non-Incentive | 3 - Installed | 2021-11-05 | 2021-12-01 | 2022-04-25 | 26928 | 2000 | Our World Energy | Purchase
UNSEDG-06077 | 86409 | PV (Photovoltaic) | 11.85 | 23455 | Residential | Non-Incentive | 3 - Installed | 2022-01-06 | 2022-02-01 | 2022-04-25 | 38669 | 7733.8 | Havasu Solar | Purchase
UNSEDG-06230 | 86401 | PV (Photovoltaic) | 5.11 | 9877 | Residential | Non-Incentive | 3 - Installed | 2022-02-03 | 2022-03-03 | 2022-04-25 | 16600 | 1000 | Angle Solar | Purchase
UNSEDG-06231 | 86401 | PV (Photovoltaic) | 4.015 | 7760 | Residential | Non-Incentive | 3 - Installed | 2022-02-03 | 2022-03-07 | 2022-04-25 | 15500 | 1000 | Angle Solar | Purchase
UNSEDG-06232 | 86401 | PV (Photovoltaic) | 6.205 | 11932 | Residential | Non-Incentive | 3 - Installed | 2022-02-03 | 2022-03-07 | 2022-04-25 | 17500 | 500 | Angle Solar | Purchase
UNSEDG-06236 | 86403 | PV (Photovoltaic) | 19.44 | 33727 | Residential | Non-Incentive | 3 - Installed | 2022-02-03 | 2022-03-07 | 2022-04-25 | 67262.4 | 13452.48 | Esmay Electric, Inc | Purchase
UNSEDG-06238 | 86403 | PV (Photovoltaic) | 15.18 | 26678 | Residential | Non-Incentive | 3 - Installed | 2022-02-04 | 2022-03-07 | 2022-04-25 | 42804 | 8560.8 | Esmay Electric, Inc | Purchase
UNSEDG-06312 | 86401 | PV (Photovoltaic) | 6.205 | 11932 | Residential | Non-Incentive | 3 - Installed | 2022-02-16 | 2022-03-16 | 2022-04-25 | 18300 | 1000 | Angle Solar | Purchase
UNSEDG-06331 | 86406 | PV (Photovoltaic) | 13.825 | 24200 | Residential | Non-Incentive | 3 - Installed | 2022-02-21 | 2022-03-14 | 2022-04-25 | 44948 | 8989.6 | HAVASU SOLAR | Purchase
UNSEDG-06424 | 86404 | PV (Photovoltaic) | 2.66 | 4835 | Residential | Non-Incentive | 3 - Installed | 2022-03-11 | 2022-03-30 | 2022-04-25 | 34245 | 10000 | Mohave Solar | Purchase
UNSEDG-06451 | 86401 | PV (Photovoltaic) | 5.07 | 9872 | Residential | Non-Incentive | 3 - Installed | 2022-03-17 | 2022-04-05 | 2022-04-25 | 17000 | 1000 | Angle Solar | Purchase
UNSEDG-05779 | 85648 | PV (Photovoltaic) | 10.8 | 16593 | Residential | Non-Incentive | 3 - Installed | 2021-10-28 | 2021-12-20 | 2022-04-26 | 26829.55 | 2484 | Solgen Power | Purchase
UNSEDG-06124 | 86404 | PV (Photovoltaic) | 12 | 21220 | Residential | Non-Incentive | 3 - Installed | 2022-01-19 | 2022-02-18 | 2022-04-26 | 25000 | 7500 | Tri State Solar & Wind Corp. | Purchase
UNSEDG-06229 | 86401 | PV (Photovoltaic) | 6.205 | 11500 | Residential | Non-Incentive | 3 - Installed | 2022-02-03 | 2022-03-02 | 2022-04-26 | 17400 | 1000 | Angle Solar | Purchase
UNSEDG-06235 | 86406 | PV (Photovoltaic) | 11.88 | 20080 | Residential | Non-Incentive | 3 - Installed | 2022-02-03 | 2022-03-07 | 2022-04-26 | 41744 | 8348.8 | Esmay Electric, Inc | Purchase
UNSEDG-06302 | 86403 | PV (Photovoltaic) | 7.11 | 11960 | Residential | Non-Incentive | 3 - Installed | 2022-02-15 | 2022-03-11 | 2022-04-26 | 26282 | 5256.4 | HAVASU SOLAR | Purchase
UNSEDG-06354 | 86406 | PV (Photovoltaic) | 12.245 | 22198 | Residential | Non-Incentive | 3 - Installed | 2022-02-24 | 2022-03-16 | 2022-04-26 | 29521 | 5904.2 | HAVASU SOLAR | Purchase
UNSEDG-05321 | 86413 | PV (Photovoltaic) | 9.765 | 18956 | Residential | Non-Incentive | 3 - Installed | 2021-07-12 | 2021-07-16 | 2022-04-27 | 45007 | 13502 | SUNUP AMERICA | Purchase
UNSEDG-05609 | 86406 | PV (Photovoltaic) | 14.43 | 27331 | Residential | Non-Incentive | 3 - Installed | 2021-09-24 | 2021-10-07 | 2022-04-27 | 47836 | 9567.2 | Havasu Solar | Purchase
UNSEDG-05771 | 86426 | PV (Photovoltaic) | 12.58 | 21509 | Residential | Non-Incentive | 3 - Installed | 2021-10-26 | 2021-11-12 | 2022-04-27 | 50000 | 2000 | Our World Energy | Purchase
UNSEDG-05922 | 86401 | PV (Photovoltaic) | 7.11 | 13837 | Residential | Non-Incentive | 3 - Installed | 2021-12-01 | 2021-12-16 | 2022-04-27 | 33073.02 | 2500 | Titan Solar Power | Purchase
UNSEDG-06132 | 86409 | PV (Photovoltaic) | 10.95 | 17552 | Residential | Non-Incentive | 3 - Installed | 2022-01-20 | 2022-02-23 | 2022-04-27 | 41875 | 2500 | Freedom Forever | Purchase
UNSEDG-06158 | 85648 | PV (Photovoltaic) | 7.6 | 14341 | Residential | Non-Incentive | 3 - Installed | 2022-01-24 | 2022-02-18 | 2022-04-27 | 27958.73 | 4000 | Solar Topps, LLC | Purchase
UNSEDG-06219 | 86406 | PV (Photovoltaic) | 7.03 | 12688 | Residential | Non-Incentive | 3 - Installed | 2022-02-02 | 2022-04-05 | 2022-04-27 | 43774 | 13132 | SUNUP AMERICA | Purchase
UNSEDG-06249 | 86403 | PV (Photovoltaic) | 9.81 | 16485 | Residential | Non-Incentive | 3 - Installed | 2022-02-07 | 2022-03-14 | 2022-04-27 | 41511 | 8302.2 | Esmay Electric, Inc | Purchase
UNSEDG-06273 | 86406 | PV (Photovoltaic) | 12.245 | 21387 | Residential | Non-Incentive | 3 - Installed | 2022-02-09 | 2022-02-21 | 2022-04-27 | 30021 | 6004.2 | HAVASU SOLAR | Purchase
UNSEDG-06371 | 86404 | PV (Photovoltaic) | 7.98 | 14504 | Residential | Non-Incentive | 3 - Installed | 2022-02-28 | 2022-03-16 | 2022-04-27 | 21147 | 10000 | Mohave Solar | Purchase
UNSEDG-06379 | 86404 | PV (Photovoltaic) | 10.64 | 19338 | Residential | Non-Incentive | 3 - Installed | 2022-03-01 | 2022-03-31 | 2022-04-27 | 34245 | 10000 | Mohave Solar | Purchase
UNSEDG-06404 | 86406 | PV (Photovoltaic) | 13.035 | 24543 | Residential | Non-Incentive | 3 - Installed | 2022-03-07 | 2022-03-29 | 2022-04-27 | 31393 | 6278.6 | HAVASU SOLAR | Purchase
UNSEDG-06053 | 86404 | PV (Photovoltaic) | 11.06 | 20265 | Residential | Non-Incentive | 3 - Installed | 2021-12-30 | 2022-01-25 | 2022-04-28 | 57800 | 2500 | Titan Solar Power | Purchase
UNSEDG-06323 | 86404 | PV (Photovoltaic) | 6.4 | 11666 | Residential | Non-Incentive | 3 - Installed | 2022-02-18 | 2022-03-14 | 2022-04-28 | 26662.96 | 2000 | Our World Energy | Purchase
UNSEDG-06394 | 86404 | PV (Photovoltaic) | 20.54 | 37853 | Residential | Non-Incentive | 3 - Installed | 2022-03-03 | 2022-03-28 | 2022-04-28 | 76585 | 15317 | HAVASU SOLAR | Purchase
UNSEDG-06397 | 86404 | PV (Photovoltaic) | 15.01 | 27155 | Residential | Non-Incentive | 3 - Installed | 2022-03-04 | 2022-03-29 | 2022-04-28 | 48743 | 9748.6 | HAVASU SOLAR | Purchase
UNSEDG-05946 | 86403 | PV (Photovoltaic) | 12.4 | 21645 | Residential | Non-Incentive | 3 - Installed | 2021-12-06 | 2021-12-20 | 2022-04-29 | 54452 | 2000 | Our World Energy | Purchase
UNSEDG-05421 | 86404 | PV (Photovoltaic) | 6.82 | 9970 | Residential | Non-Incentive | 3 - Installed | 2021-08-09 | 2021-08-13 | 2022-05-02 | 28079 | 2500 | Freedom Forever | Purchase
UNSEDG-06280 | 86403 | PV (Photovoltaic) | 18.36 | 32220 | Residential | Non-Incentive | 3 - Installed | 2022-02-11 | 2022-02-23 | 2022-05-02 | 53176.8 | 10635.36 | Esmay Electric, Inc | Purchase
UNSEDG-06305 | 86401 | PV (Photovoltaic) | 4.29 | 7856 | Residential | Non-Incentive | 3 - Installed | 2022-02-15 | 2022-03-11 | 2022-05-02 | 21363.03 | 2500 | Freedom Forever | Purchase
UNSEDG-06337 | 86404 | PV (Photovoltaic) | 14.76 | 25728 | Residential | Non-Incentive | 3 - Installed | 2022-02-22 | 2022-03-29 | 2022-05-02 | 54616.8 | 10923.36 | Esmay Electric, Inc | Purchase
UNSEDG-06355 | 86401 | PV (Photovoltaic) | 4.29 | 7162 | Residential | Non-Incentive | 3 - Installed | 2022-02-24 | 2022-04-05 | 2022-05-02 | 16400 | 1000 | Angle Solar | Purchase
UNSEDG-06408 | 86401 | PV (Photovoltaic) | 8.58 | 15916 | Residential | Non-Incentive | 3 - Installed | 2022-03-08 | 2022-03-29 | 2022-05-02 | 44952 | 2500 | Freedom Forever | Purchase
UNSEDG-06409 | 86403 | PV (Photovoltaic) | 16 | 25423 | Residential | Non-Incentive | 3 - Installed | 2022-03-08 | 2022-03-22 | 2022-05-02 | 46780 | 5000 | Streamline Solar Power Systems, LLC | Purchase
UNSEDG-06423 | 86401 | PV (Photovoltaic) | 11.2 | 18272 | Residential | Non-Incentive | 3 - Installed | 2022-03-11 | 2022-03-30 | 2022-05-02 | 24520 | 7356 | Tri State Solar & Wind Corp. | Purchase
UNSEDG-06461 | 86404 | PV (Photovoltaic) | 5.07 | 9721 | Residential | Non-Incentive | 3 - Installed | 2022-03-17 | 2022-04-07 | 2022-05-02 | 17000 | 1000 | Angle Solar | Purchase
UNSEDG-06292 | 86406 | PV (Photovoltaic) | 10.8 | 18153 | Residential | Non-Incentive | 3 - Installed | 2022-02-14 | 2022-03-11 | 2022-05-03 | 44758 | 8951.6 | Esmay Electric, Inc | Purchase
UNSEDG-06293 | 86406 | PV (Photovoltaic) | 12.6 | 21783 | Residential | Non-Incentive | 3 - Installed | 2022-02-14 | 2022-03-11 | 2022-05-03 | 47570 | 9514 | Esmay Electric, Inc | Purchase
UNSEDG-06370 | 86404 | PV (Photovoltaic) | 4.56 | 8299 | Residential | Non-Incentive | 3 - Installed | 2022-02-28 | 2022-04-01 | 2022-05-03 | 124000 | 10000 | Mohave Solar | Purchase
UNSEDG-06380 | 86404 | PV (Photovoltaic) | 8.36 | 15194 | Residential | Non-Incentive | 3 - Installed | 2022-03-01 | 2022-03-16 | 2022-05-03 | 25874 | 10000 | Mohave Solar | Purchase
UNSEDG-06481 | 86404 | PV (Photovoltaic) | 12.92 | 23513 | Residential | Non-Incentive | 3 - Installed | 2022-03-23 | 2022-04-11 | 2022-05-03 | 34238 | 10000 | Mohave Solar | Purchase
UNSEDG-05104 | 86401 | PV (Photovoltaic) | 12.58 | 21681 | Residential | Non-Incentive | 3 - Installed | 2021-05-14 | 2021-05-19 | 2022-05-04 | 50000 | 2500 | Titan Solar Power | Purchase
UNSEDG-05478 | 86413 | PV (Photovoltaic) | 5.55 | 9787 | Residential | Non-Incentive | 3 - Installed | 2021-08-24 | 2021-09-08 | 2022-05-04 | 22800 | 6840 | Sunup America | Purchase
UNSEDG-05890 | 86403 | PV (Photovoltaic) | 19.72 | 32961 | Residential | Non-Incentive | 3 - Installed | 2021-11-22 | 2021-12-09 | 2022-05-04 | 85055.55 | 2000 | Our World Energy | Purchase
UNSEDG-05994 | 86413 | PV (Photovoltaic) | 8.64 | 16749 | Residential | Non-Incentive | 3 - Installed | 2021-12-15 | 2022-01-13 | 2022-05-04 | 31088 | 2500 | VECTOR ENERGY LLC DBA FUSION POWER CO | Lease
UNSEDG-06251 | 86406 | PV (Photovoltaic) | 14.49 | 25911 | Residential | Non-Incentive | 3 - Installed | 2022-02-07 | 2022-03-07 | 2022-05-04 | 41296.5 | 8259.3 | Esmay Electric, Inc | Purchase
UNSEDG-06353 | 86403 | PV (Photovoltaic) | 11.47 | 20303 | Residential | Non-Incentive | 3 - Installed | 2022-02-24 | 2022-03-29 | 2022-05-04 | 42765 | 12829.5 | SunUp America | Purchase
UNSEDG-06468 | 86406 | PV (Photovoltaic) | 6.32 | 11748 | Residential | Non-Incentive | 3 - Installed | 2022-03-18 | 2022-04-07 | 2022-05-04 | 16229 | 3245.8 | HAVASU SOLAR | Purchase
UNSEDG-06391 | 86401 | PV (Photovoltaic) | 7.56 | 13464 | Residential | Non-Incentive | 3 - Installed | 2022-03-02 | 2022-03-28 | 2022-05-05 | 30500 | 9150 | SunUp America | Purchase
UNSEDG-06477 | 86406 | PV (Photovoltaic) | 7.11 | 12610 | Residential | Non-Incentive | 3 - Installed | 2022-03-22 | 2022-04-07 | 2022-05-05 | 16383 | 3276.6 | HAVASU SOLAR | Purchase
UNSEDG-05061 | 85621 | PV (Photovoltaic) | 12.16 | 21435 | Residential | Non-Incentive | 3 - Installed | 2021-04-30 | 2021-05-07 | 2022-05-06 | 60800 | 30400 | Solcius, LLC | Purchase
UNSEDG-05867 | 86403 | PV (Photovoltaic) | 8.84 | 14514 | Residential | Non-Incentive | 3 - Installed | 2021-11-18 | 2021-12-09 | 2022-05-06 | 39684 | 2000 | Our World Energy | Purchase
UNSEDG-05954 | 86401 | PV (Photovoltaic) | 6.3 | 12349 | Residential | Non-Incentive | 3 - Installed | 2021-12-06 | 2021-12-29 | 2022-05-06 | 16999 | 2500 | Freedom Forever | Purchase
UNSEDG-06021 | 86401 | PV (Photovoltaic) | 12.16 | 22538 | Residential | Non-Incentive | 3 - Installed | 2021-12-22 | 2022-03-03 | 2022-05-06 | 59753.66 | 4000 | Southwest Electric, Inc. | Purchase
UNSEDG-06153 | 85648 | PV (Photovoltaic) | 6.57 | 11936 | Residential | Non-Incentive | 3 - Installed | 2022-01-24 | 2022-02-18 | 2022-05-06 | 29164.77 | 2500 | Freedom Forever | Purchase
UNSEDG-06212 | 85648 | PV (Photovoltaic) | 13.44 | 22218 | Residential | Non-Incentive | 3 - Installed | 2022-02-02 | 2022-02-28 | 2022-05-06 | 73888 | 22166 | PURE ENERRGY LLC | Purchase
UNSEDG-06267 | 86401 | PV (Photovoltaic) | 6.32 | 12053 | Residential | Non-Incentive | 3 - Installed | 2022-02-09 | 2022-03-09 | 2022-05-06 | 34100 | 2500 | Titan Solar Power | Purchase
UNSEDG-06294 | 86406 | PV (Photovoltaic) | 11.52 | 18156 | Residential | Non-Incentive | 3 - Installed | 2022-02-14 | 2022-03-29 | 2022-05-06 | 10008 | 2001.6 | Esmay Electric, Inc | Purchase
UNSEDG-06298 | 86401 | PV (Photovoltaic) | 4.38 | 8258 | Residential | Non-Incentive | 3 - Installed | 2022-02-15 | 2022-03-13 | 2022-05-06 | 14883 | 2500 | Freedom Forever | Purchase
UNSEDG-06375 | 86409 | PV (Photovoltaic) | 5.2 | 9861 | Residential | Non-Incentive | 3 - Installed | 2022-02-28 | 2022-03-16 | 2022-05-06 | 16220 | 1000 | SunLink Energy | Purchase
UNSEDG-06389 | 86406 | PV (Photovoltaic) | 10.464 | 17732 | Residential | Non-Incentive | 3 - Installed | 2022-03-02 | 2022-03-28 | 2022-05-06 | 40725 | 8145 | Esmay Electric, Inc | Purchase
UNSEDG-06417 | 85648 | PV (Photovoltaic) | 6 | 8999 | Residential | Non-Incentive | 3 - Installed | 2022-03-09 | 2022-03-30 | 2022-05-06 | 31768 | 2500 | Freedom Forever | Purchase
UNSEDG-06474 | 86404 | PV (Photovoltaic) | 7.9 | 13770 | Residential | Non-Incentive | 3 - Installed | 2022-03-21 | 2022-04-07 | 2022-05-06 | 26650 | 5330 | HAVASU SOLAR | Purchase
UNSEDG-05863 | 86401 | PV (Photovoltaic) | 6.715 | 11524 | Residential | Non-Incentive | 3 - Installed | 2021-11-17 | 2022-01-06 | 2022-05-09 | 37201.6 | 2500 | Titan Solar Power | Purchase
UNSEDG-06030 | 86409 | PV (Photovoltaic) | 4.32 | 7797 | Residential | Non-Incentive | 3 - Installed | 2021-12-23 | 2022-01-21 | 2022-05-09 | 21887.67 | 2500 | Titan Solar Power | Purchase
UNSEDG-06356 | 86404 | PV (Photovoltaic) | 10.665 | 17834 | Residential | Non-Incentive | 3 - Installed | 2022-02-24 | 2022-03-16 | 2022-05-09 | 34154 | 6830.8 | HAVASU SOLAR | Purchase
UNSEDG-06363 | 86401 | PV (Photovoltaic) | 6.24 | 11652 | Residential | Non-Incentive | 3 - Installed | 2022-02-25 | 2022-03-16 | 2022-05-09 | 23900 | 1000 | Angle Solar | Purchase
UNSEDG-06449 | 86403 | PV (Photovoltaic) | 5.32 | 9720 | Residential | Non-Incentive | 3 - Installed | 2022-03-16 | 2022-04-05 | 2022-05-09 | 16880 | 2500 | Freedom Forever | Purchase
UNSEDG-06459 | 86401 | PV (Photovoltaic) | 11.68 | 18944 | Residential | Non-Incentive | 3 - Installed | 2022-03-17 | 2022-04-18 | 2022-05-09 | 50000 | 15000 | SunUp America | Purchase
UNSEDG-06472 | 86403 | PV (Photovoltaic) | 12.64 | 23793 | Residential | Non-Incentive | 3 - Installed | 2022-03-21 | 2022-04-07 | 2022-05-09 | 42666 | 8533.2 | HAVASU SOLAR | Purchase
UNSEDG-06480 | 86401 | PV (Photovoltaic) | 6.24 | 11778 | Residential | Non-Incentive | 3 - Installed | 2022-03-22 | 2022-04-11 | 2022-05-09 | 19000 | 1000 | Angle Solar | Purchase
UNSEDG-05319 | 86409 | PV (Photovoltaic) | 10.725 | 18504 | Residential | Non-Incentive | 3 - Installed | 2021-07-11 | 2021-08-06 | 2022-05-10 | 50000 | 10000 | ABP Electrical | Purchase
UNSEDG-06121 | 86409 | PV (Photovoltaic) | 9.84 | 19277 | Residential | Non-Incentive | 3 - Installed | 2022-01-18 | 2022-02-22 | 2022-05-10 | 40666 | 6580 | Wise Electric Inc | Purchase
UNSEDG-05350 | 86401 | PV (Photovoltaic) | 9.865 | 15763 | Residential | Non-Incentive | 3 - Installed | 2021-07-20 | 2021-08-18 | 2022-05-11 | 39594.54 | 4000 | Southwest Electrical Contractors Inc. | Purchase
UNSEDG-05877 | 85648 | PV (Photovoltaic) | 5.95 | 10886 | Residential | Non-Incentive | 3 - Installed | 2021-11-19 | 2021-12-13 | 2022-05-11 | 23242 | 2500 | Freedom Forever | Purchase
UNSEDG-06157 | 85621 | PV (Photovoltaic) | 6.4 | 67 | Residential | Non-Incentive | 3 - Installed | 2022-01-24 | 2022-02-18 | 2022-05-11 | 45936 | 4176 | Tucson Solar Pros | Purchase
UNSEDG-06281 | 86404 | PV (Photovoltaic) | 9.72 | 16632 | Residential | Non-Incentive | 3 - Installed | 2022-02-11 | 2022-03-10 | 2022-05-11 | 33712 | 6742.4 | Esmay Electric, Inc | Purchase
UNSEDG-06311 | 86404 | PV (Photovoltaic) | 18.36 | 31679 | Residential | Non-Incentive | 3 - Installed | 2022-02-16 | 2022-03-14 | 2022-05-11 | 53176.8 | 10635.36 | Esmay Electric, Inc | Purchase
UNSEDG-06359 | 86406 | PV (Photovoltaic) | 14.615 | 26394 | Residential | Non-Incentive | 3 - Installed | 2022-02-24 | 2022-03-16 | 2022-05-11 | 47478 | 9495.6 | HAVASU SOLAR | Purchase
UNSEDG-06416 | 86409 | PV (Photovoltaic) | 6.867 | 12361 | Residential | Non-Incentive | 3 - Installed | 2022-03-09 | 2022-03-30 | 2022-05-11 | 24721.2 | 4944.24 | Esmay Electric, Inc | Lease
UNSEDG-06452 | 86401 | PV (Photovoltaic) | 4.29 | 8440 | Residential | Non-Incentive | 3 - Installed | 2022-03-17 | 2022-04-07 | 2022-05-11 | 15000 | 1000 | Angle Solar | Purchase
UNSEDG-06469 | 86406 | PV (Photovoltaic) | 17.1 | 31079 | Residential | Non-Incentive | 3 - Installed | 2022-03-21 | 2022-04-07 | 2022-05-11 | 43105 | 10000 | Mohave Solar | Purchase
UNSEDG-06475 | 85648 | PV (Photovoltaic) | 7.6 | 86 | Residential | Non-Incentive | 3 - Installed | 2022-03-22 | 2022-04-07 | 2022-05-11 | 50515 | 4592 | Big Star Builders Inc. | Purchase
UNSEDG-06482 | 86401 | PV (Photovoltaic) | 11.4 | 21157 | Residential | Non-Incentive | 3 - Installed | 2022-03-23 | 2022-04-07 | 2022-05-11 | 30210 | 10000 | Mohave Solar | Purchase
UNSEDG-06031 | 86409 | PV (Photovoltaic) | 7.11 | 13930 | Residential | Non-Incentive | 3 - Installed | 2021-12-23 | 2022-01-21 | 2022-05-12 | 39025.32 | 2500 | Titan Solar Power | Purchase
UNSEDG-06330 | 85646 | PV (Photovoltaic) | 9.88 | 17611 | Residential | Non-Incentive | 3 - Installed | 2022-02-21 | 2022-03-14 | 2022-05-12 | 26353 | 5270 | Net Zero Solar LLC | Purchase
UNSEDG-06346 | 85648 | PV (Photovoltaic) | 7.6 | 12655 | Residential | Non-Incentive | 3 - Installed | 2022-02-23 | 2022-03-29 | 2022-05-13 | 50515.3 | 4592.3 | Tucson Solar Pros | Purchase
UNSEDG-05511 | 86406 | PV (Photovoltaic) | 118.755 | 194752 | Non-Residential | Non-Incentive | 3 - Installed | 2021-09-02 | 2021-10-04 | 2022-05-16 | 351542 | 151663 | Technician for Sustainability | Purchase
UNSEDG-05725 | 86401 | PV (Photovoltaic) | 7.02 | 10506 | Residential | Non-Incentive | 3 - Installed | 2021-10-17 | 2022-03-09 | 2022-05-16 | 14000 | 1000 | SELF-INSTALL | Purchase
UNSEDG-06181 | 86406 | PV (Photovoltaic) | 9.5 | 15867 | Residential | Non-Incentive | 3 - Installed | 2022-01-28 | 2022-02-21 | 2022-05-16 | 35616 | 7123.2 | HAVASU SOLAR | Purchase
UNSEDG-06184 | 86406 | PV (Photovoltaic) | 3.04 | 4170 | Residential | Non-Incentive | 3 - Installed | 2022-01-28 | 2022-03-07 | 2022-05-16 | 35616 | 7123.2 | HAVASU SOLAR | Purchase
UNSEDG-06276 | 86403 | PV (Photovoltaic) | 23.305 | 36737 | Residential | Non-Incentive | 3 - Installed | 2022-02-10 | 2022-03-07 | 2022-05-16 | 55583 | 11116.6 | HAVASU SOLAR | Purchase
UNSEDG-06360 | 86406 | PV (Photovoltaic) | 13.407 | 22652 | Residential | Non-Incentive | 3 - Installed | 2022-02-24 | 2022-03-16 | 2022-05-16 | 59998 | 11999.6 | Esmay Electric, Inc | Purchase
UNSEDG-06361 | 86401 | PV (Photovoltaic) | 11.06 | 20341 | Residential | Non-Incentive | 3 - Installed | 2022-02-24 | 2022-03-16 | 2022-05-16 | 35419 | 7083.8 | HAVASU SOLAR | Purchase
UNSEDG-06579 | 86409 | PV (Photovoltaic) | 7.505 | 14526 | Residential | Non-Incentive | 3 - Installed | 2022-04-06 | 2022-05-03 | 2022-05-16 | 24034 | 4806.8 | Havasu Solar | Purchase
UNSEDG-06133 | 86406 | PV (Photovoltaic) | 14.8 | 23345 | Residential | Non-Incentive | 3 - Installed | 2022-01-20 | 2022-02-14 | 2022-05-17 | 65768.64 | 2000 | Our World Energy | Purchase
UNSEDG-06248 | 86401 | PV (Photovoltaic) | 4.015 | 7864 | Residential | Non-Incentive | 3 - Installed | 2022-02-07 | 2022-03-07 | 2022-05-17 | 15000 | 1000 | Angle Solar | Purchase
UNSEDG-06266 | 86409 | PV (Photovoltaic) | 8.295 | 14133 | Residential | Non-Incentive | 3 - Installed | 2022-02-09 | 2022-03-09 | 2022-05-17 | 36123.83 | 2500 | Titan Solar Power | Purchase
UNSEDG-06284 | 86409 | PV (Photovoltaic) | 19.75 | 37964 | Residential | Non-Incentive | 3 - Installed | 2022-02-11 | 2022-03-11 | 2022-05-17 | 46808 | 9361.6 | HAVASU SOLAR | Purchase
UNSEDG-06336 | 86401 | PV (Photovoltaic) | 5.2 | 8702 | Residential | Non-Incentive | 3 - Installed | 2022-02-22 | 2022-03-14 | 2022-05-17 | 22621 | 1000 | SunLink Energy LLC | Purchase
UNSEDG-06343 | 86401 | PV (Photovoltaic) | 5.07 | 9979 | Residential | Non-Incentive | 3 - Installed | 2022-02-23 | 2022-03-30 | 2022-05-17 | 18800 | 1000 | Angle Solar | Purchase
UNSEDG-06368 | 86404 | PV (Photovoltaic) | 18.96 | 33422 | Residential | Non-Incentive | 3 - Installed | 2022-02-25 | 2022-03-29 | 2022-05-17 | 52436 | 10487.2 | HAVASU SOLAR | Purchase
UNSEDG-06387 | 86401 | PV (Photovoltaic) | 3.6 | 6075 | Residential | Non-Incentive | 3 - Installed | 2022-03-02 | 2022-03-21 | 2022-05-17 | 12360 | 1000 | SunLink Energy LLC | Purchase
UNSEDG-06414 | 86404 | PV (Photovoltaic) | 11.88 | 20053 | Residential | Non-Incentive | 3 - Installed | 2022-03-09 | 2022-03-30 | 2022-05-17 | 37014.4 | 7402.88 | Esmay Electric, Inc | Purchase
UNSEDG-06463 | 86401 | PV (Photovoltaic) | 5.07 | 8453 | Residential | Non-Incentive | 3 - Installed | 2022-03-17 | 2022-04-07 | 2022-05-17 | 17000 | 1000 | Angle Solar | Purchase
UNSEDG-05615 | 86409 | PV (Photovoltaic) | 4.2 | 7108 | Residential | Non-Incentive | 3 - Installed | 2021-09-27 | 2022-05-11 | 2022-05-18 | 21692 | 10846 | SOLCIUS LLC | Purchase
UNSEDG-05940 | 86409 | PV (Photovoltaic) | 7.48 | 12118 | Residential | Non-Incentive | 3 - Installed | 2021-12-03 | 2022-01-27 | 2022-05-18 | 32355.69 | 10000 | On Point Solar Power | Purchase
UNSEDG-06102 | 86401 | PV (Photovoltaic) | 4.015 | 7760 | Residential | Non-Incentive | 3 - Installed | 2022-01-13 | 2022-02-07 | 2022-05-18 | 14600 | 1000 | Angle Solar | Purchase
UNSEDG-06125 | 86406 | PV (Photovoltaic) | 10.73 | 18998 | Residential | Non-Incentive | 3 - Installed | 2022-01-19 | 2022-02-11 | 2022-05-18 | 52100 | 15630 | SunUp America | Purchase
UNSEDG-06226 | 86403 | PV (Photovoltaic) | 24.8 | 39243 | Residential | Non-Incentive | 3 - Installed | 2022-02-03 | 2022-02-28 | 2022-05-18 | 59649 | 5000 | Streamline Solar Power Systems, LLC | Purchase
UNSEDG-06244 | 86409 | PV (Photovoltaic) | 9.52 | 15970 | Residential | Non-Incentive | 3 - Installed | 2022-02-07 | 2022-03-29 | 2022-05-18 | 18136 | 5440 | Tri State Solar & WInd Corp. | Purchase
UNSEDG-06373 | 86409 | PV (Photovoltaic) | 4.015 | 7864 | Residential | Non-Incentive | 3 - Installed | 2022-02-28 | 2022-04-20 | 2022-05-18 | 14600 | 1000 | Angle Solar | Purchase
UNSEDG-06393 | 86413 | PV (Photovoltaic) | 10.98 | 18132 | Residential | Non-Incentive | 3 - Installed | 2022-03-03 | 2022-03-28 | 2022-05-18 | 36290 | 2500 | Freedom Forever | Purchase
UNSEDG-06453 | 86401 | PV (Photovoltaic) | 6.24 | 12219 | Residential | Non-Incentive | 3 - Installed | 2022-03-17 | 2022-04-07 | 2022-05-18 | 19000 | 1000 | Angle Solar | Purchase
UNSEDG-06457 | 86404 | PV (Photovoltaic) | 13.6 | 25269 | Residential | Non-Incentive | 3 - Installed | 2022-03-17 | 2022-04-05 | 2022-05-18 | 70500 | 2500 | Titan Solar Power | Purchase
UNSEDG-06478 | 86401 | PV (Photovoltaic) | 5.135 | 9798 | Residential | Non-Incentive | 3 - Installed | 2022-03-22 | 2022-04-07 | 2022-05-18 | 17795 | 3559 | HAVASU SOLAR | Purchase
UNSEDG-06485 | 86401 | PV (Photovoltaic) | 4.29 | 8440 | Residential | Non-Incentive | 3 - Installed | 2022-03-23 | 2022-04-11 | 2022-05-18 | 15000 | 1000 | Angle Solar | Purchase
UNSEDG-06601 | 86409 | PV (Photovoltaic) | 9.62 | 17649 | Residential | Non-Incentive | 3 - Installed | 2022-04-12 | 2022-05-06 | 2022-05-18 | 23700 | 4740 | HAVASU SOLAR | Purchase
UNSEDG-05442 | 86441 | PV (Photovoltaic) | 10.08 | 17242 | Residential | Non-Incentive | 3 - Installed | 2021-08-18 | 2021-08-26 | 2022-05-19 | 52392.5 | 2500 | Titan Solar Power, Inc. | Purchase
UNSEDG-05908 | 86401 | PV (Photovoltaic) | 5.325 | 9948 | Residential | Non-Incentive | 3 - Installed | 2021-11-29 | 2022-01-21 | 2022-05-19 | 28470.9 | 2500 | Titan Solar Power | Purchase
UNSEDG-05953 | 86401 | PV (Photovoltaic) | 7.9 | 13435 | Residential | Non-Incentive | 3 - Installed | 2021-12-06 | 2021-12-29 | 2022-05-19 | 41361.54 | 2500 | Titan Solar Power | Purchase
UNSEDG-06306 | 86401 | PV (Photovoltaic) | 9.48 | 18343 | Residential | Non-Incentive | 3 - Installed | 2022-02-16 | 2022-03-11 | 2022-05-19 | 31710 | 6342 | HAVASU SOLAR | Purchase
UNSEDG-05732 | 86401 | PV (Photovoltaic) | 5.475 | 9781 | Residential | Non-Incentive | 3 - Installed | 2021-10-18 | 2021-11-01 | 2022-05-20 | 21976.2 | 0.2 | Suntuity Solar LLC | Purchase
UNSEDG-05970 | 86401 | PV (Photovoltaic) | 7.56 | 13761 | Residential | Non-Incentive | 3 - Installed | 2021-12-10 | 2022-01-19 | 2022-05-20 | 31258 | 2500 | Freedom Forever | Purchase
UNSEDG-06114 | 86406 | PV (Photovoltaic) | 18 | 29946 | Residential | Non-Incentive | 3 - Installed | 2022-01-17 | 2022-02-11 | 2022-05-20 | 56190 | 7000 | Streamline Solar Power Systems, LLC | Purchase
UNSEDG-06142 | 86401 | PV (Photovoltaic) | 9.49 | 16128 | Residential | Non-Incentive | 3 - Installed | 2022-01-20 | 2022-02-14 | 2022-05-20 | 36528 | 2500 | Freedom Forever | Purchase
UNSEDG-06187 | 86401 | PV (Photovoltaic) | 4.8 | 8092 | Residential | Non-Incentive | 3 - Installed | 2022-01-28 | 2022-03-09 | 2022-05-20 | 48212.66 | 2500 | Titan Solar Power | Purchase
UNSEDG-06318 | 85648 | PV (Photovoltaic) | 5.925 | 9366 | Residential | Non-Incentive | 3 - Installed | 2022-02-17 | 2022-03-14 | 2022-05-20 | 27422.42 | 2500 | Titan Solar Power | Purchase
UNSEDG-06325 | 86406 | PV (Photovoltaic) | 9.02 | 16443 | Residential | Non-Incentive | 3 - Installed | 2022-02-18 | 2022-03-14 | 2022-05-20 | 24500 | 0 | SELF INSTALL | Purchase
UNSEDG-06400 | 86406 | PV (Photovoltaic) | 19.75 | 34854 | Residential | Non-Incentive | 3 - Installed | 2022-03-04 | 2022-03-28 | 2022-05-20 | 65406 | 13081.2 | HAVASU SOLAR | Purchase
UNSEDG-06419 | 86404 | PV (Photovoltaic) | 12.6 | 19855 | Residential | Non-Incentive | 3 - Installed | 2022-03-10 | 2022-03-30 | 2022-05-20 | 44100 | 0 | Desert Edge Electric | Purchase
UNSEDG-06426 | 86403 | PV (Photovoltaic) | 5.6 | 10108 | Residential | Non-Incentive | 3 - Installed | 2022-03-11 | 2022-03-30 | 2022-05-20 | 30500 | 2500 | Titan Solar Power | Purchase
UNSEDG-06437 | 86404 | PV (Photovoltaic) | 14.715 | 25935 | Residential | Non-Incentive | 3 - Installed | 2022-03-15 | 2022-04-05 | 2022-05-20 | 51502.5 | 10300.5 | Esmay Electric, Inc | Lease
UNSEDG-05606 | 86409 | PV (Photovoltaic) | 5.18 | 9603 | Residential | Non-Incentive | 3 - Installed | 2021-09-24 | 2021-10-07 | 2022-05-23 | 44670 | 13401 | SUNUP AMERICA | Purchase
UNSEDG-05865 | 86404 | PV (Photovoltaic) | 13.26 | 21770 | Residential | Non-Incentive | 3 - Installed | 2021-11-18 | 2021-12-09 | 2022-05-23 | 53726.31 | 2000 | Our World Energy | Purchase
UNSEDG-06199 | 86404 | PV (Photovoltaic) | 9.156 | 16342 | Residential | Non-Incentive | 3 - Installed | 2022-02-01 | 2022-02-21 | 2022-05-23 | 25021.2 | 5004.24 | Esmay Electric, Inc | Purchase
UNSEDG-06272 | 86401 | PV (Photovoltaic) | 14 | 24044 | Residential | Non-Incentive | 3 - Installed | 2022-02-09 | 2022-03-10 | 2022-05-23 | 67696.6 | 5300 | Icon Power | Purchase
UNSEDG-06326 | 86406 | PV (Photovoltaic) | 16.59 | 28735 | Residential | Non-Incentive | 3 - Installed | 2022-02-21 | 2022-03-14 | 2022-05-23 | 44899 | 8979.8 | HAVASU SOLAR | Purchase
UNSEDG-06415 | 86406 | PV (Photovoltaic) | 21.24 | 37405 | Residential | Non-Incentive | 3 - Installed | 2022-03-09 | 2022-03-30 | 2022-05-23 | 77996 | 15599.2 | Esmay Electric, Inc | Purchase
UNSEDG-06549 | 86401 | PV (Photovoltaic) | 11.47 | 19768 | Residential | Non-Incentive | 3 - Installed | 2022-04-04 | 2022-05-03 | 2022-05-23 | 31225 | 6245 | HAVASU SOLAR | Purchase
UNSEDG-06148 | 85624 | PV (Photovoltaic) | 4.8 | 8751 | Residential | Non-Incentive | 3 - Installed | 2022-01-21 | 2022-02-18 | 2022-05-24 | 21727 | 2000 | Our World Energy | Purchase
UNSEDG-06161 | 86403 | PV (Photovoltaic) | 6.8 | 12216 | Residential | Non-Incentive | 3 - Installed | 2022-01-25 | 2022-02-18 | 2022-05-24 | 22440 | 2000 | Our World Energy | Purchase
UNSEDG-06406 | 85621 | PV (Photovoltaic) | 6.4 | 75 | Residential | Non-Incentive | 3 - Installed | 2022-03-08 | 2022-03-29 | 2022-05-24 | 43065 | 3915 | Big Star Builders inc. | Purchase
UNSEDG-05221 | 85648 | PV (Photovoltaic) | 6.1 | 10971 | Residential | Non-Incentive | 3 - Installed | 2021-06-15 | 2021-06-24 | 2022-05-25 | 37154 | 2500 | Freedom Forever | Purchase
UNSEDG-05518 | 86413 | PV (Photovoltaic) | 5.18 | 8865 | Residential | Non-Incentive | 3 - Installed | 2021-09-04 | 2021-09-30 | 2022-05-25 | 22300 | 6690 | Sunup America | Purchase
UNSEDG-06309 | 85646 | PV (Photovoltaic) | 3.4 | 5780 | Residential | Non-Incentive | 3 - Installed | 2022-02-16 | 2022-03-14 | 2022-05-25 | 18111.89 | 10000 | On Point Solar Power | Purchase
UNSEDG-06531 | 85648 | PV (Photovoltaic) | 6.365 | 11861 | Residential | Non-Incentive | 3 - Installed | 2022-03-30 | 2022-05-04 | 2022-05-25 | 27960 | 2500 | Freedom Forever | Purchase
UNSEDG-06098 | 85648 | PV (Photovoltaic) | 12 | 19487 | Residential | Non-Incentive | 3 - Installed | 2022-01-12 | 2022-02-14 | 2022-05-27 | 34617.65 | 24232.35 | Tesla | Purchase
UNSEDG-06178 | 85648 | PV (Photovoltaic) | 14.76 | 26459 | Residential | Non-Incentive | 3 - Installed | 2022-01-28 | 2022-02-21 | 2022-05-31 | 49231.51 | 14769.43 | Saguaro Solar ,LLC | Purchase
UNSEDG-06204 | 86401 | PV (Photovoltaic) | 8.36 | 15933 | Residential | Non-Incentive | 3 - Installed | 2022-02-01 | 2022-02-23 | 2022-05-31 | 33027 | 2500 | Freedom Forever | Purchase
UNSEDG-06465 | 85648 | PV (Photovoltaic) | 7.035 | 12479 | Residential | Non-Incentive | 3 - Installed | 2022-03-18 | 2022-04-07 | 2022-05-31 | 28650.94 | 2500 | Freedom Forever | Purchase
UNSEDG-05815 | 86403 | PV (Photovoltaic) | 14.96 | 25212 | Residential | Non-Incentive | 3 - Installed | 2021-11-05 | 2021-12-01 | 2022-06-01 | 68557.14 | 2000 | Our World Energy | Purchase
UNSEDG-05923 | 86403 | PV (Photovoltaic) | 11.22 | 19699 | Residential | Non-Incentive | 3 - Installed | 2021-12-01 | 2022-02-22 | 2022-06-01 | 53470.84 | 10000 | On Point Solar Power | Purchase
UNSEDG-05938 | 86404 | PV (Photovoltaic) | 9.25 | 17169 | Residential | Non-Incentive | 3 - Installed | 2021-12-03 | 2021-12-16 | 2022-06-01 | 33900 | 10170 | SUNUP AMERICA | Purchase
UNSEDG-05972 | 86409 | PV (Photovoltaic) | 6.29 | 10801 | Residential | Non-Incentive | 3 - Installed | 2021-12-10 | 2022-01-04 | 2022-06-01 | 29750 | 8925 | SUNUP AMERICA | Purchase
UNSEDG-06111 | 86431 | PV (Photovoltaic) | 8.88 | 15064 | Residential | Non-Incentive | 3 - Installed | 2022-01-14 | 2022-02-11 | 2022-06-01 | 22852 | 2000 | Streamline Solar Power Systems, LLC | Purchase
UNSEDG-06131 | 86404 | PV (Photovoltaic) | 6.8 | 12152 | Residential | Non-Incentive | 3 - Installed | 2022-01-20 | 2022-02-14 | 2022-06-01 | 31162.34 | 2000 | Our World Energy | Purchase
UNSEDG-06172 | 86406 | PV (Photovoltaic) | 6.8 | 12221 | Residential | Non-Incentive | 3 - Installed | 2022-01-27 | 2022-02-19 | 2022-06-01 | 29690 | 2000 | Our World Energy | Purchase
UNSEDG-06206 | 86403 | PV (Photovoltaic) | 18 | 29232 | Residential | Non-Incentive | 3 - Installed | 2022-02-01 | 2022-02-23 | 2022-06-01 | 75000 | 2000 | Our World Energy | Purchase
UNSEDG-06364 | 86403 | PV (Photovoltaic) | 4.8 | 7879 | Residential | Non-Incentive | 3 - Installed | 2022-02-25 | 2022-03-16 | 2022-06-01 | 21996.94 | 2000 | Our World Energy | Purchase
UNSEDG-06455 | 86409 | PV (Photovoltaic) | 4.29 | 8440 | Residential | Non-Incentive | 3 - Installed | 2022-03-17 | 2022-04-07 | 2022-06-01 | 16000 | 1000 | Angle Solar | Purchase
UNSEDG-06555 | 86413 | PV (Photovoltaic) | 9.6 | 18045 | Residential | Non-Incentive | 3 - Installed | 2022-04-06 | 2022-05-04 | 2022-06-01 | 19200 | 5760 | Tri State Solar & Wind Corp. | Purchase
UNSEDG-05775 | 86403 | PV (Photovoltaic) | 13.94 | 24801 | Residential | Non-Incentive | 3 - Installed | 2021-10-27 | 2021-11-16 | 2022-06-02 | 56505 | 2000 | Our World Energy | Purchase
UNSEDG-05856 | 86404 | PV (Photovoltaic) | 14.96 | 25563 | Residential | Non-Incentive | 3 - Installed | 2021-11-16 | 2021-12-07 | 2022-06-02 | 61000 | 2000 | Our World Energy | Purchase
UNSEDG-06046 | 86401 | PV (Photovoltaic) | 8.295 | 13936 | Residential | Non-Incentive | 3 - Installed | 2021-12-27 | 2022-01-24 | 2022-06-02 | 42866.61 | 2500 | Titan Solar Power | Purchase
UNSEDG-06254 | 86404 | PV (Photovoltaic) | 10.4 | 17990 | Residential | Non-Incentive | 3 - Installed | 2022-02-08 | 2022-03-11 | 2022-06-02 | 44856.88 | 2000 | Our World Energy | Purchase
UNSEDG-06384 | 85646 | PV (Photovoltaic) | 3.95 | 7241 | Residential | Non-Incentive | 3 - Installed | 2022-03-01 | 2022-04-05 | 2022-06-02 | 20299.3 | 10000 | On Point Solar Power | Purchase
UNSEDG-06385 | 86401 | PV (Photovoltaic) | 8.97 | 17544 | Residential | Non-Incentive | 3 - Installed | 2022-03-01 | 2022-03-21 | 2022-06-02 | 26500 | 1000 | Angle Solar | Purchase
UNSEDG-06435 | 86406 | PV (Photovoltaic) | 8.64 | 14815 | Residential | Non-Incentive | 3 - Installed | 2022-03-15 | 2022-04-05 | 2022-06-02 | 35006 | 7001.2 | Esmay Electric, Inc | Purchase
UNSEDG-06436 | 86406 | PV (Photovoltaic) | 11.772 | 20332 | Residential | Non-Incentive | 3 - Installed | 2022-03-15 | 2022-04-07 | 2022-06-02 | 42078 | 8415.6 | Esmay Electric, Inc | Purchase
UNSEDG-06462 | 86401 | PV (Photovoltaic) | 5.07 | 9979 | Residential | Non-Incentive | 3 - Installed | 2022-03-17 | 2022-04-07 | 2022-06-02 | 17000 | 1000 | Angle Solar | Purchase
UNSEDG-06488 | 86401 | PV (Photovoltaic) | 4.29 | 8440 | Residential | Non-Incentive | 3 - Installed | 2022-03-23 | 2022-04-11 | 2022-06-02 | 15000 | 1000 | Angle Solar | Purchase
UNSEDG-05657 | 86406 | PV (Photovoltaic) | 12.58 | 23428 | Residential | Non-Incentive | 3 - Installed | 2021-09-29 | 2021-10-11 | 2022-06-03 | 30218 | 6043.6 | Havasu Solar | Purchase
UNSEDG-06177 | 86404 | PV (Photovoltaic) | 7.6 | 10647 | Residential | Non-Incentive | 3 - Installed | 2022-01-28 | 2022-02-21 | 2022-06-03 | 34828.5 | 2000 | Our World Energy | Purchase
UNSEDG-06179 | 86403 | PV (Photovoltaic) | 8.8 | 15459 | Residential | Non-Incentive | 3 - Installed | 2022-01-28 | 2022-02-21 | 2022-06-03 | 40327.73 | 2000 | Our World Energy | Purchase
UNSEDG-06334 | 86401 | PV (Photovoltaic) | 7.77 | 14738 | Residential | Non-Incentive | 3 - Installed | 2022-02-22 | 2022-03-29 | 2022-06-03 | 32000 | 9600 | SunUp America | Purchase
UNSEDG-06376 | 86401 | PV (Photovoltaic) | 6 | 11755 | Residential | Non-Incentive | 3 - Installed | 2022-02-28 | 2022-03-16 | 2022-06-03 | 17500 | 1000 | SunLink Energy | Purchase
UNSEDG-06434 | 86404 | PV (Photovoltaic) | 18.72 | 32300 | Residential | Non-Incentive | 3 - Installed | 2022-03-15 | 2022-04-20 | 2022-06-03 | 54213.6 | 10842.72 | Esmay Electric, Inc | Purchase
UNSEDG-06578 | 86401 | PV (Photovoltaic) | 5.55 | 9117 | Residential | Non-Incentive | 3 - Installed | 2022-04-06 | 2022-05-03 | 2022-06-03 | 31150 | 6230 | HAVASU SOLAR | Purchase
UNSEDG-06630 | 86401 | PV (Photovoltaic) | 7.02 | 13807 | Residential | Non-Incentive | 3 - Installed | 2022-04-14 | 2022-05-06 | 2022-06-03 | 22000 | 2000 | Angle Solar | Purchase
UNSEDG-06642 | 86406 | PV (Photovoltaic) | 9.5 | 17817 | Residential | Non-Incentive | 3 - Installed | 2022-04-15 | 2022-05-11 | 2022-06-03 | 28500 | 10000 | AAA Electric | Lease
UNSEDG-05672 | 86404 | PV (Photovoltaic) | 19 | 34533 | Residential | Non-Incentive | 3 - Installed | 2021-09-30 | 2021-10-22 | 2022-06-06 | 47500 | 10000 | Mohave Solar | Purchase
UNSEDG-05825 | 86406 | PV (Photovoltaic) | 20.4 | 33114 | Residential | Non-Incentive | 3 - Installed | 2021-11-08 | 2021-12-03 | 2022-06-06 | 93487.02 | 2000 | Our World Energy | Purchase
UNSEDG-05866 | 86406 | PV (Photovoltaic) | 12.58 | 22164 | Residential | Non-Incentive | 3 - Installed | 2021-11-18 | 2021-12-09 | 2022-06-06 | 48915.43 | 2000 | Our World Energy | Purchase
UNSEDG-05928 | 86401 | PV (Photovoltaic) | 7.77 | 13195 | Residential | Non-Incentive | 3 - Installed | 2021-12-02 | 2022-01-06 | 2022-06-06 | 40198.2 | 2500 | Titan Solar Power | Purchase
UNSEDG-06007 | 86401 | PV (Photovoltaic) | 7.56 | 14340 | Residential | Non-Incentive | 3 - Installed | 2021-12-20 | 2022-01-17 | 2022-06-06 | 41967.81 | 2500 | Titan Solar Power | Purchase
UNSEDG-06062 | 86406 | PV (Photovoltaic) | 12.425 | 21131 | Residential | Non-Incentive | 3 - Installed | 2022-01-03 | 2022-02-07 | 2022-06-06 | 51065 | 10000 | AZ Sun Services | Purchase
UNSEDG-06066 | 86401 | PV (Photovoltaic) | 9.125 | 17910 | Residential | Non-Incentive | 3 - Installed | 2022-01-04 | 2022-01-25 | 2022-06-06 | 29875 | 2500 | Freedom Forever | Purchase
UNSEDG-06220 | 86403 | PV (Photovoltaic) | 8 | 14314 | Residential | Non-Incentive | 3 - Installed | 2022-02-02 | 2022-04-01 | 2022-06-06 | 42000 | 2500 | Titan Solar Power | Purchase
UNSEDG-06338 | 86409 | PV (Photovoltaic) | 8.03 | 14169 | Residential | Non-Incentive | 3 - Installed | 2022-02-22 | 2022-03-14 | 2022-06-06 | 32637.06 | 500 | Sunsolar Solutions Inc | Purchase
UNSEDG-06350 | 86409 | PV (Photovoltaic) | 6.32 | 10738 | Residential | Non-Incentive | 3 - Installed | 2022-02-23 | 2022-03-16 | 2022-06-06 | 34100 | 2500 | Titan Solar Power | Purchase
UNSEDG-06425 | 86404 | PV (Photovoltaic) | 5.2 | 9505 | Residential | Non-Incentive | 3 - Installed | 2022-03-11 | 2022-03-30 | 2022-06-06 | 28500 | 2500 | Titan Solar Power | Purchase
UNSEDG-06577 | 86406 | PV (Photovoltaic) | 14 | 24904 | Residential | Non-Incentive | 3 - Installed | 2022-04-06 | 2022-05-03 | 2022-06-06 | 35080 | 7016 | Havasu Solar | Purchase
UNSEDG-06582 | 86401 | PV (Photovoltaic) | 5.6 | 10300 | Residential | Non-Incentive | 3 - Installed | 2022-04-07 | 2022-05-03 | 2022-06-06 | 20190 | 1000 | SunLink Energy LLC | Purchase
UNSEDG-05702 | 86403 | PV (Photovoltaic) | 6.65 | 12314 | Residential | Non-Incentive | 3 - Installed | 2021-10-05 | 2022-01-14 | 2022-06-07 | 33250 | 16625 | SOLCIUS LLC | Purchase
UNSEDG-05862 | 86404 | PV (Photovoltaic) | 9.57 | 17346 | Residential | Non-Incentive | 3 - Installed | 2021-11-17 | 2021-12-16 | 2022-06-07 | 74470.88 | 0 | AZ Sun Services | Purchase
UNSEDG-05912 | 86401 | PV (Photovoltaic) | 8.14 | 14982 | Residential | Non-Incentive | 3 - Installed | 2021-11-29 | 2021-12-16 | 2022-06-07 | 42499.29 | 2500 | Titan Solar Power | Purchase
UNSEDG-06279 | 86413 | PV (Photovoltaic) | 6 | 10897 | Residential | Non-Incentive | 3 - Installed | 2022-02-11 | 2022-02-23 | 2022-06-07 | 28375 | 2000 | Our World Energy | Purchase
UNSEDG-06282 | 85648 | PV (Photovoltaic) | 4.4 | 8194 | Residential | Non-Incentive | 3 - Installed | 2022-02-11 | 2022-03-14 | 2022-06-07 | 34100 | 3100 | Big Star Builders Inc. | Purchase
UNSEDG-06483 | 86404 | PV (Photovoltaic) | 19 | 34533 | Residential | Non-Incentive | 3 - Installed | 2022-03-23 | 2022-04-11 | 2022-06-07 | 49000 | 10000 | Mohave Solar | Purchase
UNSEDG-06512 | 86409 | PV (Photovoltaic) | 6.4 | 12000 | Residential | Non-Incentive | 3 - Installed | 2022-03-28 | 2022-04-20 | 2022-06-07 | 21790 | 1000 | SunLink Energy LLC | Purchase
UNSEDG-06514 | 86401 | PV (Photovoltaic) | 8.4 | 15831 | Residential | Non-Incentive | 3 - Installed | 2022-03-28 | 2022-04-20 | 2022-06-07 | 26160 | 1000 | SunLink Energy LLC | Purchase
UNSEDG-06523 | 86401 | PV (Photovoltaic) | 5.6 | 9200 | Residential | Non-Incentive | 3 - Installed | 2022-03-28 | 2022-04-20 | 2022-06-07 | 27284 | 1000 | SunLink Energy LLC | Purchase
UNSEDG-06524 | 85648 | PV (Photovoltaic) | 8.8 | 15810 | Residential | Non-Incentive | 3 - Installed | 2022-03-28 | 2022-04-29 | 2022-06-07 | 22000 | 6600 | SAGUARO SOLAR ELECTRIC | Purchase
UNSEDG-06540 | 86401 | PV (Photovoltaic) | 10.95 | 21603 | Residential | Non-Incentive | 3 - Installed | 2022-03-30 | 2022-04-20 | 2022-06-07 | 52573.47 | 2000 | ICON POWER | Purchase
UNSEDG-06541 | 86404 | PV (Photovoltaic) | 14.04 | 22430 | Residential | Non-Incentive | 3 - Installed | 2022-03-30 | 2022-04-20 | 2022-06-07 | 53791 | 10758.2 | Esmay Electric, Inc | Purchase
UNSEDG-06557 | 86404 | PV (Photovoltaic) | 10.8 | 18186 | Residential | Non-Incentive | 3 - Installed | 2022-04-06 | 2022-05-03 | 2022-06-07 | 33904 | 6780.8 | Esmay Electric, Inc | Purchase
UNSEDG-06566 | 86403 | PV (Photovoltaic) | 15.2 | 26497 | Residential | Non-Incentive | 3 - Installed | 2022-04-06 | 2022-05-03 | 2022-06-07 | 50026 | 10005.2 | Havasu Solar | Purchase
UNSEDG-06766 | 86401 | PV (Photovoltaic) | 5.925 | 10226 | Residential | Non-Incentive | 3 - Installed | 2022-04-27 | 2022-05-19 | 2022-06-07 | 41335 | 1000 | SunLink Energy | Purchase
UNSEDG-05603 | 85646 | PV (Photovoltaic) | 6.84 | 12069 | Residential | Non-Incentive | 3 - Installed | 2021-09-24 | 2021-10-07 | 2022-06-08 | 21130 | 4226 | Net Zero Solar LLC | Purchase
UNSEDG-06140 | 86403 | PV (Photovoltaic) | 7.2 | 12098 | Residential | Non-Incentive | 3 - Installed | 2022-01-20 | 2022-02-14 | 2022-06-08 | 31054.76 | 2000 | Our World Energy | Purchase
UNSEDG-06321 | 85648 | PV (Photovoltaic) | 6.6 | 12178 | Residential | Non-Incentive | 3 - Installed | 2022-02-17 | 2022-05-04 | 2022-06-08 | 29700 | 2500 | Freedom Forever | Purchase
UNSEDG-06340 | 85648 | PV (Photovoltaic) | 15.58 | 27422 | Residential | Non-Incentive | 3 - Installed | 2022-02-22 | 2022-03-15 | 2022-06-08 | 72420 | 2500 | Freedom Forever | Purchase
UNSEDG-06410 | 86401 | PV (Photovoltaic) | 12.8 | 23738 | Residential | Non-Incentive | 3 - Installed | 2022-03-08 | 2022-03-29 | 2022-06-08 | 41440 | 3000 | Streamline Solar Power Systems, LLC | Purchase
UNSEDG-06470 | 86404 | PV (Photovoltaic) | 8.64 | 15019 | Residential | Non-Incentive | 3 - Installed | 2022-03-21 | 2022-04-07 | 2022-06-08 | 54022 | 10804.4 | Esmay Electric, Inc | Purchase
UNSEDG-06513 | 86409 | PV (Photovoltaic) | 6.8 | 11212 | Residential | Non-Incentive | 3 - Installed | 2022-03-28 | 2022-04-20 | 2022-06-08 | 23250 | 1000 | SunLink Energy LLC | Purchase
UNSEDG-06539 | 86403 | PV (Photovoltaic) | 9.81 | 17483 | Residential | Non-Incentive | 3 - Installed | 2022-03-30 | 2022-04-20 | 2022-06-08 | 35130 | 7026 | Esmay Electric, Inc | Purchase
UNSEDG-06543 | 86401 | PV (Photovoltaic) | 8.16 | 14354 | Residential | Non-Incentive | 3 - Installed | 2022-03-30 | 2022-04-29 | 2022-06-08 | 41152.45 | 2000 | ICON POWER | Purchase
UNSEDG-06550 | 86413 | PV (Photovoltaic) | 10.36 | 19357 | Residential | Non-Incentive | 3 - Installed | 2022-04-04 | 2022-05-03 | 2022-06-08 | 33853 | 6770.6 | HAVASU SOLAR | Purchase
UNSEDG-06560 | 86404 | PV (Photovoltaic) | 19.44 | 32182 | Residential | Non-Incentive | 3 - Installed | 2022-04-06 | 2022-05-03 | 2022-06-08 | 71780 | 14356 | Esmay Electric, Inc | Purchase
UNSEDG-06564 | 86406 | PV (Photovoltaic) | 15.48 | 24875 | Residential | Non-Incentive | 3 - Installed | 2022-04-06 | 2022-05-03 | 2022-06-08 | 55614 | 11122.8 | Esmay Electric, Inc | Purchase
UNSEDG-06737 | 86401 | PV (Photovoltaic) | 9.085 | 15063 | Residential | Non-Incentive | 3 - Installed | 2022-04-25 | 2022-05-17 | 2022-06-08 | 33640 | 1000 | SunLink Energy LLC | Purchase
UNSEDG-06757 | 86401 | PV (Photovoltaic) | 12.07 | 23821 | Residential | Non-Incentive | 3 - Installed | 2022-04-26 | 2022-05-18 | 2022-06-08 | 59540.95 | 2000 | ICON POWER | Purchase
UNSEDG-05531 | 86409 | PV (Photovoltaic) | 5.18 | 10146 | Residential | Non-Incentive | 3 - Installed | 2021-09-08 | 2021-09-21 | 2022-06-09 | 44441.53 | 2500 | Titan Solar Power, Inc. | Purchase
UNSEDG-06037 | 86409 | PV (Photovoltaic) | 7.03 | 11784 | Residential | Non-Incentive | 3 - Installed | 2021-12-27 | 2022-01-21 | 2022-06-09 | 35158.49 | 2500 | Titan Solar Power | Purchase
UNSEDG-06130 | 86403 | PV (Photovoltaic) | 13.14 | 25159 | Residential | Non-Incentive | 3 - Installed | 2022-01-20 | 2022-02-14 | 2022-06-09 | 53010 | 2500 | Freedom Forever | Purchase
UNSEDG-06200 | 86406 | PV (Photovoltaic) | 19.75 | 36569 | Residential | Non-Incentive | 3 - Installed | 2022-02-01 | 2022-04-11 | 2022-06-09 | 70376 | 14075.2 | HAVASU SOLAR | Purchase
UNSEDG-06259 | 86401 | PV (Photovoltaic) | 15.2 | 27146 | Residential | Non-Incentive | 3 - Installed | 2022-02-08 | 2022-03-08 | 2022-06-09 | 72550 | 2500 | Titan Solar Power | Purchase
UNSEDG-06390 | 86406 | PV (Photovoltaic) | 9.36 | 16636 | Residential | Non-Incentive | 3 - Installed | 2022-03-02 | 2022-03-28 | 2022-06-09 | 27256.8 | 5451.36 | Esmay Electric, Inc | Purchase
UNSEDG-06420 | 86404 | PV (Photovoltaic) | 8.69 | 14837 | Residential | Non-Incentive | 3 - Installed | 2022-03-10 | 2022-03-31 | 2022-06-09 | 45950 | 2500 | Titan Solar Power | Purchase
UNSEDG-06494 | 86409 | PV (Photovoltaic) | 4.4 | 8418 | Residential | Non-Incentive | 3 - Installed | 2022-03-24 | 2022-04-19 | 2022-06-09 | 26411.53 | 2500 | Titan Solar Power | Purchase
UNSEDG-06496 | 86401 | PV (Photovoltaic) | 6.24 | 12219 | Residential | Non-Incentive | 3 - Installed | 2022-03-24 | 2022-04-19 | 2022-06-09 | 19000 | 1000 | Angle Solar | Purchase
UNSEDG-06604 | 86406 | PV (Photovoltaic) | 11.1 | 19660 | Residential | Non-Incentive | 3 - Installed | 2022-04-12 | 2022-05-06 | 2022-06-09 | 35546 | 7109.2 | HAVASU SOLAR | Purchase
UNSEDG-06614 | 86401 | PV (Photovoltaic) | 6 | 11665 | Residential | Non-Incentive | 3 - Installed | 2022-04-13 | 2022-05-06 | 2022-06-09 | 29806.58 | 2500 | Titan Solar Power | Purchase
UNSEDG-06764 | 86409 | PV (Photovoltaic) | 12.8 | 23802 | Residential | Non-Incentive | 3 - Installed | 2022-04-26 | 2022-05-19 | 2022-06-09 | 57296 | 2000 | ICON | Purchase
UNSEDG-05701 | 85648 | PV (Photovoltaic) | 9.25 | 16930 | Residential | Non-Incentive | 3 - Installed | 2021-10-05 | 2021-10-18 | 2022-06-10 | 37528.57 | 2500 | Titan Solar Power, Inc. | Purchase
UNSEDG-06100 | 85648 | PV (Photovoltaic) | 8.295 | 14720 | Residential | Non-Incentive | 3 - Installed | 2022-01-12 | 2022-02-04 | 2022-06-10 | 35348.18 | 2500 | Titan Solar Power | Purchase
UNSEDG-06223 | 85648 | PV (Photovoltaic) | 7.6 | 13209 | Residential | Non-Incentive | 3 - Installed | 2022-02-03 | 2022-03-07 | 2022-06-10 | 43848 | 13154.4 | Saguaro Solar ,LLC | Purchase
UNSEDG-06486 | 86406 | PV (Photovoltaic) | 10.64 | 19820 | Residential | Non-Incentive | 3 - Installed | 2022-03-23 | 2022-04-11 | 2022-06-10 | 27696 | 10000 | Mohave Solar | Purchase
UNSEDG-06502 | 86406 | PV (Photovoltaic) | 4 | 7501 | Residential | Non-Incentive | 3 - Installed | 2022-03-24 | 2022-04-20 | 2022-06-10 | 22500 | 2500 | Titan Solar Power | Purchase
UNSEDG-06771 | 86401 | PV (Photovoltaic) | 4.07 | 7915 | Residential | Non-Incentive | 3 - Installed | 2022-04-27 | 2022-05-19 | 2022-06-10 | 14000 | 1000 | Angle Solar | Purchase
UNSEDG-05414 | 86401 | PV (Photovoltaic) | 8.2 | 16245 | Residential | Non-Incentive | 3 - Installed | 2021-08-06 | 2022-04-11 | 2022-06-13 | 25000 | 9000 | platinum electric | Purchase
UNSEDG-06258 | 86403 | PV (Photovoltaic) | 11.2 | 20494 | Residential | Non-Incentive | 3 - Installed | 2022-02-08 | 2022-03-15 | 2022-06-13 | 51326.2 | 2000 | Our World Energy | Purchase
UNSEDG-06418 | 85648 | PV (Photovoltaic) | 7.26 | 11929 | Residential | Non-Incentive | 3 - Installed | 2022-03-09 | 2022-05-25 | 2022-06-13 | 25330 | 2500 | Freedom Forever | Purchase
UNSEDG-06433 | 86406 | PV (Photovoltaic) | 10.08 | 17738 | Residential | Non-Incentive | 3 - Installed | 2022-03-15 | 2022-04-07 | 2022-06-13 | 29330.4 | 5866.08 | Esmay Electric, Inc | Purchase
UNSEDG-06454 | 86401 | PV (Photovoltaic) | 5.07 | 9979 | Residential | Non-Incentive | 3 - Installed | 2022-03-17 | 2022-04-07 | 2022-06-13 | 17000 | 1000 | Angle Solar | Purchase
UNSEDG-06460 | 86401 | PV (Photovoltaic) | 8.8 | 15151 | Residential | Non-Incentive | 3 - Installed | 2022-03-17 | 2022-04-05 | 2022-06-13 | 29160 | 3000 | Streamline Solar Power Systems, LLC | Purchase
UNSEDG-06479 | 86406 | PV (Photovoltaic) | 5.2 | 9473 | Residential | Non-Incentive | 3 - Installed | 2022-03-22 | 2022-04-11 | 2022-06-13 | 28500 | 2500 | Titan Solar Power | Purchase
UNSEDG-06256 | 86406 | PV (Photovoltaic) | 11.85 | 18822 | Residential | Non-Incentive | 3 - Installed | 2022-02-08 | 2022-04-25 | 2022-06-14 | 28085 | 5617 | HAVASU SOLAR | Purchase
UNSEDG-06559 | 86404 | PV (Photovoltaic) | 19.75 | 32808 | Residential | Non-Incentive | 3 - Installed | 2022-04-06 | 2022-05-03 | 2022-06-14 | 58488 | 11697.6 | Havasu Solar | Purchase
UNSEDG-06565 | 86403 | PV (Photovoltaic) | 17.2 | 27839 | Residential | Non-Incentive | 3 - Installed | 2022-04-06 | 2022-05-03 | 2022-06-14 | 73942 | 14788.4 | Havasu Solar | Purchase
UNSEDG-06572 | 86406 | PV (Photovoltaic) | 8.64 | 15060 | Residential | Non-Incentive | 3 - Installed | 2022-04-06 | 2022-05-03 | 2022-06-14 | 35399 | 7079.8 | Esmay Electric, Inc | Purchase
UNSEDG-06641 | 86406 | PV (Photovoltaic) | 21.09 | 39452 | Residential | Non-Incentive | 3 - Installed | 2022-04-14 | 2022-05-11 | 2022-06-14 | 97197 | 19439.4 | HAVASU SOLAR | Purchase
UNSEDG-06824 | 86406 | PV (Photovoltaic) | 9.99 | 19026 | Residential | Non-Incentive | 3 - Installed | 2022-05-04 | 2022-05-20 | 2022-06-14 | 42910 | 8582 | HAVASU SOLAR | Purchase
UNSEDG-05519 | 86409 | PV (Photovoltaic) | 5.85 | 9979 | Residential | Non-Incentive | 3 - Installed | 2021-09-06 | 2021-09-21 | 2022-06-15 | 35376 | 10613 | SUNUP AMERICA | Purchase
UNSEDG-06277 | 86409 | PV (Photovoltaic) | 6 | 11744 | Residential | Non-Incentive | 3 - Installed | 2022-02-10 | 2022-03-16 | 2022-06-15 | 32620 | 5300 | Icon Power | Purchase
UNSEDG-06405 | 86413 | PV (Photovoltaic) | 8.4 | 15552 | Residential | Non-Incentive | 3 - Installed | 2022-03-07 | 2022-03-29 | 2022-06-15 | 45399 | 2000 | Our World Energy | Purchase
UNSEDG-06428 | 86401 | PV (Photovoltaic) | 5.2 | 8042 | Residential | Non-Incentive | 3 - Installed | 2022-03-11 | 2022-03-30 | 2022-06-15 | 23000 | 2000 | Our World Energy | Purchase
UNSEDG-06445 | 86409 | PV (Photovoltaic) | 6.4 | 12544 | Residential | Non-Incentive | 3 - Installed | 2022-03-16 | 2022-04-05 | 2022-06-15 | 35934.29 | 2000 | Icon Power | Purchase
UNSEDG-06450 | 86401 | PV (Photovoltaic) | 7.02 | 13838 | Residential | Non-Incentive | 3 - Installed | 2022-03-17 | 2022-03-31 | 2022-06-15 | 22000 | 1000 | Angle Solar | Purchase
UNSEDG-06535 | 86401 | PV (Photovoltaic) | 5.44 | 10602 | Residential | Non-Incentive | 3 - Installed | 2022-03-30 | 2022-04-20 | 2022-06-15 | 29557.14 | 2000 | Icon Power | Purchase
UNSEDG-06651 | 86401 | PV (Photovoltaic) | 6.24 | 12088 | Residential | Non-Incentive | 3 - Installed | 2022-04-18 | 2022-05-11 | 2022-06-15 | 33000 | 15000 | Angle Solar | Purchase
UNSEDG-06797 | 86413 | PV (Photovoltaic) | 9.2 | 15397 | Residential | Non-Incentive | 3 - Installed | 2022-05-02 | 2022-05-19 | 2022-06-15 | 19200 | 5760 | Tri State Solar & Wind Corp. | Purchase
UNSEDG-06869 | 86406 | PV (Photovoltaic) | 12.426 | 21181 | Residential | Non-Incentive | 3 - Installed | 2022-05-10 | 2022-05-23 | 2022-06-15 | 33850.2 | 6770.04 | Esmay Electric, Inc | Purchase
UNSEDG-06432 | 86401 | PV (Photovoltaic) | 13.2 | 22317 | Residential | Non-Incentive | 3 - Installed | 2022-03-14 | 2022-04-05 | 2022-06-16 | 53881 | 2500 | Icon Power | Purchase
UNSEDG-06444 | 86401 | PV (Photovoltaic) | 6.5 | 12836 | Residential | Non-Incentive | 3 - Installed | 2022-03-16 | 2022-04-05 | 2022-06-16 | 32477.14 | 2500 | Icon Power | Purchase
UNSEDG-06508 | 86409 | PV (Photovoltaic) | 14 | 23481 | Residential | Non-Incentive | 3 - Installed | 2022-03-28 | 2022-05-04 | 2022-06-16 | 66057 | 2000 | Icon Power | Purchase
UNSEDG-06510 | 86401 | PV (Photovoltaic) | 10.54 | 17707 | Residential | Non-Incentive | 3 - Installed | 2022-03-28 | 2022-04-20 | 2022-06-16 | 50315.92 | 2000 | ICON POWER | Purchase
UNSEDG-06515 | 86401 | PV (Photovoltaic) | 8.16 | 16130 | Residential | Non-Incentive | 3 - Installed | 2022-03-28 | 2022-04-20 | 2022-06-16 | 42808.16 | 2000 | Icon Power | Purchase
UNSEDG-06595 | 86406 | PV (Photovoltaic) | 14.43 | 22804 | Residential | Non-Incentive | 3 - Installed | 2022-04-11 | 2022-05-06 | 2022-06-16 | 46886 | 9377.2 | HAVASU SOLAR | Purchase
UNSEDG-06695 | 86444 | PV (Photovoltaic) | 5.84 | 9919 | Residential | Non-Incentive | 3 - Installed | 2022-04-20 | 2022-05-13 | 2022-06-16 | 24586.3 | 4917.26 | ABP Electrical | Purchase
UNSEDG-06725 | 86401 | PV (Photovoltaic) | 6.12 | 12152 | Residential | Non-Incentive | 3 - Installed | 2022-04-24 | 2022-05-25 | 2022-06-16 | 33408 | 2000 | ICON POWER | Purchase
UNSEDG-06840 | 86406 | PV (Photovoltaic) | 9.88 | 17728 | Residential | Non-Incentive | 3 - Installed | 2022-05-06 | 2022-05-20 | 2022-06-16 | 31639 | 6327.8 | HAVASU SOLAR | Purchase
UNSEDG-06931 | 86401 | PV (Photovoltaic) | 4.8 | 8901 | Residential | Non-Incentive | 3 - Installed | 2022-05-17 | 2022-05-26 | 2022-06-16 | 11428 | 3428.4 | Tri State Solar & Wind Corp. | Purchase
UNSEDG-06164 | 86403 | PV (Photovoltaic) | 11.2 | 18494 | Residential | Non-Incentive | 3 - Installed | 2022-01-25 | 2022-03-15 | 2022-06-17 | 51326.2 | 2000 | Our World Energy | Purchase
UNSEDG-06536 | 86401 | PV (Photovoltaic) | 4.76 | 8253 | Residential | Non-Incentive | 3 - Installed | 2022-03-30 | 2022-04-20 | 2022-06-17 | 19268.03 | 2000 | Icon Power | Purchase
UNSEDG-06608 | 86406 | PV (Photovoltaic) | 5.925 | 10972 | Residential | Non-Incentive | 3 - Installed | 2022-04-12 | 2022-06-01 | 2022-06-17 | 14543 | 2908.6 | HAVASU SOLAR | Purchase
UNSEDG-06609 | 86403 | PV (Photovoltaic) | 13.825 | 25330 | Residential | Non-Incentive | 3 - Installed | 2022-04-13 | 2022-05-06 | 2022-06-17 | 33766 | 6753.2 | HAVASU SOLAR | Purchase
UNSEDG-06747 | 86401 | PV (Photovoltaic) | 5.325 | 9226 | Residential | Non-Incentive | 3 - Installed | 2022-04-25 | 2022-05-18 | 2022-06-17 | 26158.46 | 2000 | ICON POWER | Purchase
UNSEDG-06748 | 86401 | PV (Photovoltaic) | 3.65 | 7128 | Residential | Non-Incentive | 3 - Installed | 2022-04-25 | 2022-05-19 | 2022-06-17 | 23750 | 2000 | ICON POWER | Purchase
UNSEDG-06099 | 86409 | PV (Photovoltaic) | 8.295 | 15075 | Residential | Non-Incentive | 3 - Installed | 2022-01-12 | 2022-02-04 | 2022-06-20 | 43273.95 | 2500 | Titan Solar Power | Purchase
UNSEDG-06101 | 86403 | PV (Photovoltaic) | 4.745 | 8966 | Residential | Non-Incentive | 3 - Installed | 2022-01-12 | 2022-02-22 | 2022-06-20 | 24424.44 | 2500 | Freedom Forever | Purchase
UNSEDG-06105 | 85621 | PV (Photovoltaic) | 6.57 | 10830 | Residential | Non-Incentive | 3 - Installed | 2022-01-13 | 2022-02-18 | 2022-06-20 | 100003.14 | 60000 | T & K Electric Company LLC | Purchase
UNSEDG-06210 | 86403 | PV (Photovoltaic) | 13.6 | 22189 | Residential | Non-Incentive | 3 - Installed | 2022-02-02 | 2022-02-28 | 2022-06-20 | 54770.17 | 2000 | Our World Energy | Purchase
UNSEDG-06374 | 86406 | PV (Photovoltaic) | 12.54 | 21966 | Residential | Non-Incentive | 3 - Installed | 2022-02-28 | 2022-03-16 | 2022-06-20 | 51229 | 2500 | Freedom Forever | Purchase
UNSEDG-06413 | 86401 | PV (Photovoltaic) | 5.76 | 9931 | Residential | Non-Incentive | 3 - Installed | 2022-03-09 | 2022-03-30 | 2022-06-20 | 32446.11 | 2500 | Titan Solar Power | Purchase
UNSEDG-06558 | 86403 | PV (Photovoltaic) | 11.89 | 20176 | Residential | Non-Incentive | 3 - Installed | 2022-04-06 | 2022-05-03 | 2022-06-20 | 48893 | 9778.6 | Esmay Electric, Inc | Purchase
UNSEDG-06573 | 86406 | PV (Photovoltaic) | 11.84 | 22772 | Residential | Non-Incentive | 3 - Installed | 2022-04-06 | 2022-05-03 | 2022-06-20 | 39618 | 7923.6 | HAVASU SOLAR | Purchase
UNSEDG-06644 | 86406 | PV (Photovoltaic) | 7.11 | 12780 | Residential | Non-Incentive | 3 - Installed | 2022-04-15 | 2022-05-11 | 2022-06-20 | 33460.08 | 2000 | Our World Energy | Purchase
UNSEDG-06650 | 86403 | PV (Photovoltaic) | 18.62 | 33842 | Residential | Non-Incentive | 3 - Installed | 2022-04-18 | 2022-05-11 | 2022-06-20 | 48843 | 10000 | Mohave Solar | Purchase
UNSEDG-06684 | 86404 | PV (Photovoltaic) | 10.665 | 19769 | Residential | Non-Incentive | 3 - Installed | 2022-04-20 | 2022-05-13 | 2022-06-20 | 34157 | 6831.4 | HAVASU SOLAR | Purchase
UNSEDG-06731 | 86401 | PV (Photovoltaic) | 9.2 | 17887 | Residential | Non-Incentive | 3 - Installed | 2022-04-25 | 2022-05-17 | 2022-06-20 | 49059.35 | 2500 | Titan Solar Power | Purchase
UNSEDG-06759 | 86406 | PV (Photovoltaic) | 10.73 | 15323 | Residential | Non-Incentive | 3 - Installed | 2022-04-26 | 2022-05-18 | 2022-06-20 | 34848 | 6969.6 | HAVASU SOLAR | Purchase
UNSEDG-06787 | 86409 | PV (Photovoltaic) | 3.2 | 5327 | Residential | Non-Incentive | 3 - Installed | 2022-04-29 | 2022-05-19 | 2022-06-20 | 18817.14 | 2000 | ICON POWER | Purchase
UNSEDG-06123 | 86406 | PV (Photovoltaic) | 7.98 | 14551 | Residential | Non-Incentive | 3 - Installed | 2022-01-19 | 2022-02-11 | 2022-06-21 | 27585 | 5517 | HAVASU SOLAR | Purchase
UNSEDG-06167 | 86403 | PV (Photovoltaic) | 6.65 | 12007 | Residential | Non-Incentive | 3 - Installed | 2022-01-26 | 2022-02-19 | 2022-06-21 | 21250 | 2500 | Freedom Forever | Purchase
UNSEDG-06175 | 86403 | PV (Photovoltaic) | 9.2 | 17152 | Residential | Non-Incentive | 3 - Installed | 2022-01-27 | 2022-02-21 | 2022-06-21 | 47500 | 2500 | Titan Solar Power | Purchase
UNSEDG-06196 | 86403 | PV (Photovoltaic) | 13.775 | 25027 | Residential | Non-Incentive | 3 - Installed | 2022-01-31 | 2022-02-19 | 2022-06-21 | 41250 | 2500 | Freedom Forever | Purchase
UNSEDG-06275 | 85648 | PV (Photovoltaic) | 7.2 | 12519 | Residential | Non-Incentive | 3 - Installed | 2022-02-10 | 2022-04-05 | 2022-06-21 | 14470.59 | 10129.41 | Tesla Energy Operations, Inc | Purchase
UNSEDG-06635 | 86406 | PV (Photovoltaic) | 10.64 | 19820 | Residential | Non-Incentive | 3 - Installed | 2022-04-14 | 2022-05-06 | 2022-06-21 | 27599 | 10000 | Mohave Solar | Purchase
UNSEDG-06742 | 86403 | PV (Photovoltaic) | 9.99 | 18370 | Residential | Non-Incentive | 3 - Installed | 2022-04-25 | 2022-05-17 | 2022-06-21 | 32668 | 6533.6 | HAVASU SOLAR | Purchase
UNSEDG-06760 | 86401 | PV (Photovoltaic) | 9.6 | 17749 | Residential | Non-Incentive | 3 - Installed | 2022-04-26 | 2022-05-19 | 2022-06-21 | 24348 | 2000 | ICON POWER | Purchase
UNSEDG-05837 | 86444 | PV (Photovoltaic) | 12.58 | 21166 | Residential | Non-Incentive | 3 - Installed | 2021-11-10 | 2021-12-07 | 2022-06-22 | 50000 | 2000 | Our World Energy | Purchase
UNSEDG-06240 | 86406 | PV (Photovoltaic) | 30.4 | 55252 | Residential | Non-Incentive | 3 - Installed | 2022-02-04 | 2022-04-11 | 2022-06-22 | 79500 | 10000 | Mohave Solar | Purchase
UNSEDG-06358 | 86404 | PV (Photovoltaic) | 36 | 64318 | Residential | Non-Incentive | 3 - Installed | 2022-02-24 | 2022-03-29 | 2022-06-22 | 104900 | 20980 | Esmay Electric, Inc | Purchase
UNSEDG-06503 | 86413 | PV (Photovoltaic) | 4.29 | 7162 | Residential | Non-Incentive | 3 - Installed | 2022-03-24 | 2022-04-20 | 2022-06-22 | 15000 | 1000 | Angle Solar | Purchase
UNSEDG-06548 | 86413 | PV (Photovoltaic) | 10.065 | 16698 | Residential | Non-Incentive | 3 - Installed | 2022-04-04 | 2022-06-01 | 2022-06-22 | 39458 | 2500 | Freedom Forever | Purchase
UNSEDG-06649 | 86413 | PV (Photovoltaic) | 5.25 | 9144 | Residential | Non-Incentive | 3 - Installed | 2022-04-17 | 2022-05-31 | 2022-06-22 | 19460 | 2782 | Wise Electric Inc | Purchase
UNSEDG-06685 | 86404 | PV (Photovoltaic) | 8.88 | 17286 | Residential | Non-Incentive | 3 - Installed | 2022-04-20 | 2022-05-13 | 2022-06-22 | 38167 | 7633.4 | HAVASU SOLAR | Purchase
UNSEDG-06706 | 85648 | PV (Photovoltaic) | 8.25 | 12181 | Residential | Non-Incentive | 3 - Installed | 2022-04-21 | 2022-05-16 | 2022-06-22 | 32395 | 2500 | Freedom Forever | Purchase
UNSEDG-06779 | 86401 | PV (Photovoltaic) | 5.32 | 10374 | Residential | Non-Incentive | 3 - Installed | 2022-04-28 | 2022-05-19 | 2022-06-22 | 15000 | 1000 | Angle Solar | Purchase
UNSEDG-06814 | 86413 | PV (Photovoltaic) | 10.5 | 17174 | Residential | Non-Incentive | 3 - Installed | 2022-05-03 | 2022-05-20 | 2022-06-22 | 44117 | 2500 | Freedom Forever | Purchase
UNSEDG-06926 | 86406 | PV (Photovoltaic) | 14.06 | 25719 | Residential | Non-Incentive | 3 - Installed | 2022-05-17 | 2022-05-26 | 2022-06-22 | 49728 | 9945.6 | HAVASU SOLAR | Purchase
UNSEDG-05532 | 86441 | PV (Photovoltaic) | 5.92 | 10905 | Residential | Non-Incentive | 3 - Installed | 2021-09-09 | 2021-09-21 | 2022-06-23 | 28896 | 2500 | Titan Solar Power, Inc. | Purchase
UNSEDG-05600 | 86404 | PV (Photovoltaic) | 9.72 | 17105 | Residential | Non-Incentive | 3 - Installed | 2021-09-24 | 2021-10-18 | 2022-06-23 | 27920 | 5584 | Esmay Electric, Inc | Purchase
UNSEDG-06088 | 86401 | PV (Photovoltaic) | 13.505 | 24349 | Residential | Non-Incentive | 3 - Installed | 2022-01-10 | 2022-02-03 | 2022-06-23 | 52083.27 | 10416.65 | ABP Electrical | Purchase
UNSEDG-06521 | 85648 | PV (Photovoltaic) | 7.2 | 12353 | Residential | Non-Incentive | 3 - Installed | 2022-03-28 | 2022-04-29 | 2022-06-23 | 32835 | 2500 | Freedom Forever | Purchase
UNSEDG-06594 | 86406 | PV (Photovoltaic) | 9.48 | 15378 | Residential | Non-Incentive | 3 - Installed | 2022-04-11 | 2022-05-06 | 2022-06-23 | 32385 | 6477 | HAVASU SOLAR | Purchase
UNSEDG-06728 | 86401 | PV (Photovoltaic) | 11.6 | 21867 | Residential | Non-Incentive | 3 - Installed | 2022-04-25 | 2022-05-17 | 2022-06-23 | 47229.83 | 2500 | Titan Solar Power | Purchase
UNSEDG-06828 | 86404 | PV (Photovoltaic) | 9.12 | 17113 | Residential | Non-Incentive | 3 - Installed | 2022-05-04 | 2022-05-20 | 2022-06-23 | 31233 | 6246.6 | HAVASU SOLAR | Purchase
UNSEDG-06832 | 86406 | PV (Photovoltaic) | 12.58 | 23246 | Residential | Non-Incentive | 3 - Installed | 2022-05-05 | 2022-05-20 | 2022-06-23 | 42474 | 8494.8 | HAVASU SOLAR | Purchase
UNSEDG-06839 | 86409 | PV (Photovoltaic) | 8.88 | 16553 | Residential | Non-Incentive | 3 - Installed | 2022-05-06 | 2022-05-23 | 2022-06-23 | 21646 | 4329.2 | HAVASU SOLAR | Purchase
UNSEDG-06848 | 86409 | PV (Photovoltaic) | 10.36 | 17621 | Residential | Non-Incentive | 3 - Installed | 2022-05-09 | 2022-05-23 | 2022-06-23 | 46689 | 9337.8 | HAVASU SOLAR | Purchase
UNSEDG-06851 | 86406 | PV (Photovoltaic) | 9.84 | 16643 | Residential | Non-Incentive | 3 - Installed | 2022-05-09 | 2022-05-23 | 2022-06-23 | 38018 | 7603.6 | Esmay Electric, Inc | Purchase
UNSEDG-05568 | 85624 | PV (Photovoltaic) | 12.96 | 22365 | Residential | Non-Incentive | 3 - Installed | 2021-09-17 | 2021-11-09 | 2022-06-24 | 50214.44 | 2923.3 | Solgen Power LLC | Purchase
UNSEDG-05977 | 86403 | PV (Photovoltaic) | 9.6 | 17773 | Residential | Non-Incentive | 3 - Installed | 2021-12-13 | 2022-01-04 | 2022-06-24 | 39568.36 | 2500 | Titan Solar Power | Purchase
UNSEDG-06173 | 86403 | PV (Photovoltaic) | 8.8 | 15953 | Residential | Non-Incentive | 3 - Installed | 2022-01-27 | 2022-03-03 | 2022-06-24 | 37955.82 | 2000 | Our World Energy | Purchase
UNSEDG-06290 | 86406 | PV (Photovoltaic) | 9.67 | 16943 | Residential | Non-Incentive | 3 - Installed | 2022-02-14 | 2022-03-29 | 2022-06-24 | 40927.24 | 2500 | Titan Solar Power | Purchase
UNSEDG-06501 | 86404 | PV (Photovoltaic) | 11.6 | 20592 | Residential | Non-Incentive | 3 - Installed | 2022-03-24 | 2022-04-20 | 2022-06-24 | 52500 | 2500 | Titan Solar Power | Purchase
UNSEDG-06516 | 86404 | PV (Photovoltaic) | 12.4 | 22865 | Residential | Non-Incentive | 3 - Installed | 2022-03-28 | 2022-04-20 | 2022-06-24 | 34174 | 4000 | Streamline Solar Power Systems, LLC | Purchase
UNSEDG-05900 | 86404 | PV (Photovoltaic) | 16.28 | 28920 | Residential | Non-Incentive | 3 - Installed | 2021-11-24 | 2022-02-08 | 2022-06-27 | 62200 | 18660 | SUNUP AMERICA | Purchase
UNSEDG-06141 | 86403 | PV (Photovoltaic) | 13.2 | 21644 | Residential | Non-Incentive | 3 - Installed | 2022-01-20 | 2022-02-14 | 2022-06-27 | 58658.52 | 2000 | Our World Energy | Purchase
UNSEDG-06193 | 86404 | PV (Photovoltaic) | 17.52 | 27917 | Residential | Non-Incentive | 3 - Installed | 2022-01-31 | 2022-03-03 | 2022-06-27 | 72743.89 | 14555.98 | ABP Electrical | Purchase
UNSEDG-06278 | 86403 | PV (Photovoltaic) | 15.405 | 29293 | Residential | Non-Incentive | 3 - Installed | 2022-02-10 | 2022-03-07 | 2022-06-28 | 51007 | 10201.4 | HAVASU SOLAR | Purchase
UNSEDG-06348 | 86406 | PV (Photovoltaic) | 23.925 | 42167 | Residential | Non-Incentive | 3 - Installed | 2022-02-23 | 2022-03-16 | 2022-06-28 | 62000 | 10000 | Mohave Solar | Purchase
UNSEDG-06561 | 86406 | PV (Photovoltaic) | 17.28 | 30700 | Residential | Non-Incentive | 3 - Installed | 2022-04-06 | 2022-05-03 | 2022-06-28 | 67127 | 13425.4 | Esmay Electric, Inc | Purchase
UNSEDG-06562 | 86406 | PV (Photovoltaic) | 15.6 | 28762 | Residential | Non-Incentive | 3 - Installed | 2022-04-06 | 2022-05-03 | 2022-06-28 | 55388 | 11077.6 | Havasu Solar | Purchase
UNSEDG-06583 | 86406 | PV (Photovoltaic) | 11.52 | 19773 | Residential | Non-Incentive | 3 - Installed | 2022-04-07 | 2022-05-03 | 2022-06-28 | 47486 | 9497.2 | Esmay Electric, Inc | Purchase
UNSEDG-06633 | 86406 | PV (Photovoltaic) | 15.2 | 28315 | Residential | Non-Incentive | 3 - Installed | 2022-04-14 | 2022-05-09 | 2022-06-28 | 49085 | 10000 | Mohave Solar | Purchase
UNSEDG-06730 | 86409 | PV (Photovoltaic) | 5.6 | 9364 | Residential | Non-Incentive | 3 - Installed | 2022-04-25 | 2022-05-17 | 2022-06-28 | 30176.93 | 2500 | Titan Solar Power | Purchase
UNSEDG-06732 | 86409 | PV (Photovoltaic) | 8.4 | 14970 | Residential | Non-Incentive | 3 - Installed | 2022-04-25 | 2022-05-17 | 2022-06-28 | 39741.53 | 2500 | Titan Solar Power | Purchase
UNSEDG-06740 | 86401 | PV (Photovoltaic) | 4.29 | 8440 | Residential | Non-Incentive | 3 - Installed | 2022-04-25 | 2022-05-17 | 2022-06-28 | 15000 | 1000 | Angle Solar | Purchase
UNSEDG-06889 | 86403 | PV (Photovoltaic) | 11.02 | 20075 | Residential | Non-Incentive | 3 - Installed | 2022-05-12 | 2022-05-23 | 2022-06-28 | 35966 | 7193.2 | HAVASU SOLAR | Purchase
UNSEDG-06089 | 85648 | PV (Photovoltaic) | 7.2 | 13397 | Residential | Non-Incentive | 3 - Installed | 2022-01-10 | 2022-02-04 | 2022-06-30 | 29784.09 | 1656 | Solgen Power LLC | Purchase
UNSEDG-06484 | 85648 | PV (Photovoltaic) | 6.8 | 12382 | Residential | Non-Incentive | 3 - Installed | 2022-03-23 | 2022-04-11 | 2022-06-30 | 20400 | 6120 | Saguaro Solar Electric | Purchase
UNSEDG-06215 | 85648 | PV (Photovoltaic) | 5.76 | 9000 | Residential | Non-Incentive | 3 - Installed | 2022-02-02 | 2022-03-09 | 2022-07-01 | 28200.25 | 4000 | Southwest Electric, Inc. | Purchase
UNSEDG-06263 | 85648 | PV (Photovoltaic) | 11.2 | 18732 | Residential | Non-Incentive | 3 - Installed | 2022-02-09 | 2022-03-09 | 2022-07-01 | 47800 | 2000 | Icon Power | Purchase
UNSEDG-06553 | 86406 | PV (Photovoltaic) | 4.74 | 8434 | Residential | Non-Incentive | 3 - Installed | 2022-04-05 | 2022-05-03 | 2022-07-01 | 13434 | 2686.8 | HAVASU SOLAR | Purchase
UNSEDG-06569 | 86404 | PV (Photovoltaic) | 12.96 | 21032 | Residential | Non-Incentive | 3 - Installed | 2022-04-06 | 2022-05-03 | 2022-07-01 | 38920.8 | 7784.16 | Esmay Electric, Inc | Purchase
UNSEDG-06653 | 86404 | PV (Photovoltaic) | 16.65 | 27855 | Residential | Non-Incentive | 3 - Installed | 2022-04-18 | 2022-05-11 | 2022-07-01 | 54805 | 10961 | HAVASU SOLAR | Purchase
UNSEDG-06736 | 85648 | PV (Photovoltaic) | 4.8 | 39 | Residential | Non-Incentive | 3 - Installed | 2022-04-25 | 2022-05-17 | 2022-07-01 | 36212 | 3292 | Tucson Solar Pros | Purchase
UNSEDG-07076 | 86404 | PV (Photovoltaic) | 17.48 | 31342 | Residential | Non-Incentive | 3 - Installed | 2022-06-02 | 2022-06-06 | 2022-07-01 | 44834 | 8966.8 | HAVASU SOLAR | Purchase
UNSEDG-05907 | 86406 | PV (Photovoltaic) | 20.14 | 31367 | Residential | Non-Incentive | 3 - Installed | 2021-11-29 | 2021-12-16 | 2022-07-05 | 92131.75 | 2000 | Our World Energy | Purchase
UNSEDG-06202 | 86401 | PV (Photovoltaic) | 5.7 | 10677 | Residential | Non-Incentive | 3 - Installed | 2022-02-01 | 2022-02-23 | 2022-07-05 | 20280 | 4056 | HAVASU SOLAR | Purchase
UNSEDG-06438 | 86406 | PV (Photovoltaic) | 11.88 | 20971 | Residential | Non-Incentive | 3 - Installed | 2022-03-15 | 2022-04-07 | 2022-07-05 | 41440 | 12432 | SunUp America | Purchase
UNSEDG-06509 | 86404 | PV (Photovoltaic) | 8.8 | 16707 | Residential | Non-Incentive | 3 - Installed | 2022-03-28 | 2022-04-20 | 2022-07-05 | 46500 | 2500 | Titan Solar Power | Purchase
UNSEDG-06538 | 86401 | PV (Photovoltaic) | 9.18 | 18192 | Residential | Non-Incentive | 3 - Installed | 2022-03-30 | 2022-05-04 | 2022-07-05 | 47387.76 | 2000 | Icon Power | Purchase
UNSEDG-06563 | 86406 | PV (Photovoltaic) | 13.68 | 20292 | Residential | Non-Incentive | 3 - Installed | 2022-04-06 | 2022-05-03 | 2022-07-05 | 39698.4 | 7939.68 | Esmay Electric, Inc | Purchase
UNSEDG-06646 | 86406 | PV (Photovoltaic) | 7.194 | 12135 | Residential | Non-Incentive | 3 - Installed | 2022-04-15 | 2022-05-11 | 2022-07-05 | 29696 | 5939.2 | Esmay Electric, Inc | Purchase
UNSEDG-06714 | 86409 | PV (Photovoltaic) | 4.8 | 9266 | Residential | Non-Incentive | 3 - Installed | 2022-04-21 | 2022-05-17 | 2022-07-05 | 24964.9 | 2500 | Titan Solar Power | Purchase
UNSEDG-06734 | 86401 | PV (Photovoltaic) | 6.8 | 12753 | Residential | Non-Incentive | 3 - Installed | 2022-04-25 | 2022-05-19 | 2022-07-05 | 25069 | 2500 | Titan Solar Power | Purchase
UNSEDG-06744 | 86401 | PV (Photovoltaic) | 21.6 | 38432 | Residential | Non-Incentive | 3 - Installed | 2022-04-25 | 2022-05-17 | 2022-07-05 | 99975.24 | 4000 | ICON POWER | Purchase
UNSEDG-06752 | 86406 | PV (Photovoltaic) | 16.4 | 28333 | Residential | Non-Incentive | 3 - Installed | 2022-04-26 | 2022-05-18 | 2022-07-05 | 66046 | 13209.2 | Esmay Electric, Inc | Purchase
UNSEDG-06815 | 86401 | PV (Photovoltaic) | 4.38 | 8549 | Residential | Non-Incentive | 3 - Installed | 2022-05-04 | 2022-05-20 | 2022-07-05 | 26211.14 | 2000 | ICON POWER | Purchase
UNSEDG-06837 | 86406 | PV (Photovoltaic) | 9.2 | 16368 | Residential | Non-Incentive | 3 - Installed | 2022-05-06 | 2022-05-27 | 2022-07-05 | 22724 | 4544.8 | HAVASU SOLAR | Purchase
UNSEDG-05564 | 86413 | PV (Photovoltaic) | 10 | 16924 | Residential | Non-Incentive | 3 - Installed | 2021-09-16 | 2021-10-04 | 2022-07-06 | 56020.78 | 2500 | Titan Solar Power, Inc. | Purchase
UNSEDG-05700 | 86403 | PV (Photovoltaic) | 7.03 | 12778 | Residential | Non-Incentive | 3 - Installed | 2021-10-04 | 2021-11-01 | 2022-07-06 | 36452.63 | 2500 | Titan Solar Power, Inc. | Purchase
UNSEDG-06341 | 85648 | PV (Photovoltaic) | 15.18 | 25029 | Residential | Non-Incentive | 3 - Installed | 2022-02-22 | 2022-03-15 | 2022-07-06 | 47500 | 2500 | Freedom Forever | Purchase
UNSEDG-06466 | 86404 | PV (Photovoltaic) | 12.25 | 20546 | Residential | Non-Incentive | 3 - Installed | 2022-03-18 | 2022-04-07 | 2022-07-06 | 48844 | 2500 | Freedom Forever | Purchase
UNSEDG-06525 | 86401 | PV (Photovoltaic) | 5.07 | 9872 | Residential | Non-Incentive | 3 - Installed | 2022-03-29 | 2022-04-20 | 2022-07-06 | 18000 | 1000 | Angle Solar | Purchase
UNSEDG-06610 | 86406 | PV (Photovoltaic) | 11.88 | 19205 | Residential | Non-Incentive | 3 - Installed | 2022-04-13 | 2022-05-06 | 2022-07-06 | 45576 | 9115.2 | Esmay Electric, Inc | Purchase
UNSEDG-06611 | 85648 | PV (Photovoltaic) | 8.8 | 14266 | Residential | Non-Incentive | 3 - Installed | 2022-04-13 | 2022-05-09 | 2022-07-06 | 47500 | 2500 | Titan Solar Power | Purchase
UNSEDG-06616 | 86401 | PV (Photovoltaic) | 4.8 | 9372 | Residential | Non-Incentive | 3 - Installed | 2022-04-13 | 2022-05-06 | 2022-07-06 | 25968.03 | 2500 | Titan Solar Power | Purchase
UNSEDG-06637 | 86413 | PV (Photovoltaic) | 4.29 | 7162 | Residential | Non-Incentive | 3 - Installed | 2022-04-14 | 2022-05-11 | 2022-07-06 | 15000 | 1000 | Angle Solar | Purchase
UNSEDG-06643 | 86401 | PV (Photovoltaic) | 10.4 | 20228 | Residential | Non-Incentive | 3 - Installed | 2022-04-15 | 2022-05-11 | 2022-07-06 | 51173.95 | 2500 | Titan Solar Power | Purchase
UNSEDG-06692 | 86401 | PV (Photovoltaic) | 7.6 | 12528 | Residential | Non-Incentive | 3 - Installed | 2022-04-20 | 2022-05-13 | 2022-07-06 | 38459.44 | 2500 | Titan Solar Power | Purchase
UNSEDG-06698 | 86413 | PV (Photovoltaic) | 6.4 | 12559 | Residential | Non-Incentive | 3 - Installed | 2022-04-21 | 2022-05-13 | 2022-07-06 | 26947 | 6736.75 | Elevation Solar | Purchase
UNSEDG-06703 | 86404 | PV (Photovoltaic) | 18.8 | 33185 | Residential | Non-Incentive | 3 - Installed | 2022-04-21 | 2022-05-16 | 2022-07-06 | 54554 | 10910.8 | Esmay Electric, Inc | Purchase
UNSEDG-06755 | 86406 | PV (Photovoltaic) | 13.6 | 24428 | Residential | Non-Incentive | 3 - Installed | 2022-04-26 | 2022-05-25 | 2022-07-06 | 32130 | 4000 | Streamline Solar Power Systems, LLC | Purchase
UNSEDG-06842 | 86409 | PV (Photovoltaic) | 5.6 | 10912 | Residential | Non-Incentive | 3 - Installed | 2022-05-09 | 2022-05-20 | 2022-07-06 | 30971.14 | 2500 | Titan Solar Power | Purchase
UNSEDG-06884 | 86404 | PV (Photovoltaic) | 12.21 | 23013 | Residential | Non-Incentive | 3 - Installed | 2022-05-11 | 2022-05-23 | 2022-07-06 | 30398 | 6079.6 | HAVASU SOLAR | Purchase
UNSEDG-06897 | 86406 | PV (Photovoltaic) | 6.84 | 12771 | Residential | Non-Incentive | 3 - Installed | 2022-05-13 | 2022-05-24 | 2022-07-06 | 25931 | 5186.2 | HAVASU SOLAR | Purchase
UNSEDG-07070 | 85648 | PV (Photovoltaic) | 8.8 | 16471 | Residential | Non-Incentive | 3 - Installed | 2022-06-02 | 2022-06-02 | 2022-07-06 | 35267.89 | 2500 | Titan Solar Power | Purchase
UNSEDG-06188 | 86403 | PV (Photovoltaic) | 5.6 | 9831 | Residential | Non-Incentive | 3 - Installed | 2022-01-28 | 2022-02-21 | 2022-07-07 | 19040 | 2000 | Our World Energy | Purchase
UNSEDG-06191 | 86413 | PV (Photovoltaic) | 5.11 | 9767 | Residential | Non-Incentive | 3 - Installed | 2022-01-31 | 2022-02-21 | 2022-07-07 | 19000 | 2000 | Angle Solar | Purchase
UNSEDG-06291 | 86406 | PV (Photovoltaic) | 7.505 | 13327 | Residential | Non-Incentive | 3 - Installed | 2022-02-14 | 2022-03-11 | 2022-07-07 | 29894 | 2500 | Titan Solar Power | Purchase
UNSEDG-06295 | 85621 | PV (Photovoltaic) | 5.72 | 9420 | Residential | Non-Incentive | 3 - Installed | 2022-02-14 | 2022-03-29 | 2022-07-07 | 15720 | 2000 | Tucson Solar Pros | Purchase
UNSEDG-06632 | 86401 | PV (Photovoltaic) | 4.29 | 8351 | Residential | Non-Incentive | 3 - Installed | 2022-04-14 | 2022-05-06 | 2022-07-07 | 16000 | 1000 | Angle Solar | Purchase
UNSEDG-06690 | 86409 | PV (Photovoltaic) | 6.8 | 11620 | Residential | Non-Incentive | 3 - Installed | 2022-04-20 | 2022-05-13 | 2022-07-07 | 32933.98 | 2500 | Titan Solar Power | Purchase
UNSEDG-06751 | 86406 | PV (Photovoltaic) | 8.2 | 14216 | Residential | Non-Incentive | 3 - Installed | 2022-04-26 | 2022-05-18 | 2022-07-07 | 31520 | 6304 | Esmay Electric, Inc | Purchase
UNSEDG-06813 | 86401 | PV (Photovoltaic) | 11.52 | 20497 | Residential | Non-Incentive | 3 - Installed | 2022-05-03 | 2022-05-20 | 2022-07-07 | 41000 | 12300 | SunUp America | Purchase
UNSEDG-06816 | 86401 | PV (Photovoltaic) | 5.6 | 10912 | Residential | Non-Incentive | 3 - Installed | 2022-05-04 | 2022-05-20 | 2022-07-07 | 28709.05 | 2500 | Titan Solar Power | Purchase
UNSEDG-06849 | 86409 | PV (Photovoltaic) | 3.2 | 6307 | Residential | Non-Incentive | 3 - Installed | 2022-05-09 | 2022-05-23 | 2022-07-07 | 14575 | 2500 | Titan Solar Power | Purchase
UNSEDG-06407 | 85648 | PV (Photovoltaic) | 6.4 | 79 | Residential | Non-Incentive | 3 - Installed | 2022-03-08 | 2022-04-06 | 2022-07-08 | 47848.9 | 4349.9 | Big Star Builders | Purchase
UNSEDG-06411 | 85648 | PV (Photovoltaic) | 9.24 | 13418 | Residential | Non-Incentive | 3 - Installed | 2022-03-08 | 2022-03-29 | 2022-07-08 | 41134 | 2500 | Freedom Forever | Purchase
UNSEDG-06422 | 85648 | PV (Photovoltaic) | 9.49 | 16701 | Residential | Non-Incentive | 3 - Installed | 2022-03-10 | 2022-03-30 | 2022-07-08 | 51246 | 2000 | Icon Power | Purchase
UNSEDG-06627 | 86406 | PV (Photovoltaic) | 7.03 | 12257 | Residential | Non-Incentive | 3 - Installed | 2022-04-14 | 2022-05-11 | 2022-07-08 | 22514 | 4502.8 | HAVASU SOLAR | Purchase
UNSEDG-06656 | 86401 | PV (Photovoltaic) | 9.6 | 17763 | Residential | Non-Incentive | 3 - Installed | 2022-04-18 | 2022-05-11 | 2022-07-08 | 31634 | 6326.8 | HAVASU SOLAR | Purchase
UNSEDG-06683 | 86403 | PV (Photovoltaic) | 10.25 | 17331 | Residential | Non-Incentive | 3 - Installed | 2022-04-20 | 2022-05-13 | 2022-07-08 | 44000 | 8800 | Esmay Electric, Inc | Purchase
UNSEDG-06823 | 86401 | PV (Photovoltaic) | 8.14 | 15180 | Residential | Non-Incentive | 3 - Installed | 2022-05-04 | 2022-05-20 | 2022-07-08 | 26067 | 5213.4 | HAVASU SOLAR | Purchase
UNSEDG-06892 | 86406 | PV (Photovoltaic) | 8.58 | 14435 | Residential | Non-Incentive | 3 - Installed | 2022-05-12 | 2022-05-24 | 2022-07-08 | 39909.87 | 4000 | Southwest Electric, Inc. | Purchase
UNSEDG-06895 | 86406 | PV (Photovoltaic) | 11.02 | 20123 | Residential | Non-Incentive | 3 - Installed | 2022-05-12 | 2022-05-24 | 2022-07-08 | 35290 | 7058 | HAVASU SOLAR | Purchase
UNSEDG-06920 | 86406 | PV (Photovoltaic) | 12.58 | 23333 | Residential | Non-Incentive | 3 - Installed | 2022-05-17 | 2022-05-26 | 2022-07-08 | 31435 | 6287 | HAVASU SOLAR | Purchase
UNSEDG-06927 | 86403 | PV (Photovoltaic) | 11.02 | 17992 | Residential | Non-Incentive | 3 - Installed | 2022-05-17 | 2022-05-26 | 2022-07-08 | 35966 | 7193.2 | HAVASU SOLAR | Purchase
UNSEDG-05130 | 85648 | PV (Photovoltaic) | 9.9 | 17815 | Residential | Non-Incentive | 3 - Installed | 2021-05-21 | 2021-05-28 | 2022-07-11 | 38907 | 7781.4 | Erus Energy | Purchase
UNSEDG-06638 | 86401 | PV (Photovoltaic) | 5.07 | 9872 | Residential | Non-Incentive | 3 - Installed | 2022-04-14 | 2022-05-11 | 2022-07-11 | 17000 | 1000 | Angle Solar | Purchase
UNSEDG-06639 | 85648 | PV (Photovoltaic) | 6.8 | 75 | Residential | Non-Incentive | 3 - Installed | 2022-04-14 | 2022-05-11 | 2022-07-11 | 47778 | 4343 | Big Star Builders Inc. | Purchase
UNSEDG-06677 | 86401 | PV (Photovoltaic) | 6.4 | 10868 | Residential | Non-Incentive | 3 - Installed | 2022-04-19 | 2022-05-13 | 2022-07-11 | 33921.08 | 2500 | Titan Solar Power | Purchase
UNSEDG-06750 | 86401 | PV (Photovoltaic) | 7.6 | 14280 | Residential | Non-Incentive | 3 - Installed | 2022-04-26 | 2022-05-18 | 2022-07-11 | 39571.34 | 2500 | Titan Solar Power | Purchase
UNSEDG-06770 | 86401 | PV (Photovoltaic) | 10.4 | 20017 | Residential | Non-Incentive | 3 - Installed | 2022-04-27 | 2022-05-19 | 2022-07-11 | 47500 | 2500 | Titan Solar Power | Purchase
UNSEDG-06879 | 86406 | PV (Photovoltaic) | 8.74 | 16241 | Residential | Non-Incentive | 3 - Installed | 2022-05-11 | 2022-05-27 | 2022-07-11 | 28244 | 5648.8 | HAVASU SOLAR | Purchase
UNSEDG-07008 | 86401 | PV (Photovoltaic) | 5.32 | 10374 | Residential | Non-Incentive | 3 - Installed | 2022-05-26 | 2022-06-02 | 2022-07-11 | 19000 | 1000 | Angle Solar | Purchase
UNSEDG-07102 | 86401 | PV (Photovoltaic) | 11.47 | 19538 | Residential | Non-Incentive | 3 - Installed | 2022-06-06 | 2022-06-06 | 2022-07-11 | 45814 | 13744.2 | SunUp America | Purchase
UNSEDG-05826 | 86409 | PV (Photovoltaic) | 7.25 | 12345 | Residential | Non-Incentive | 3 - Installed | 2021-11-08 | 2021-12-16 | 2022-07-12 | 32239.78 | 2500 | Titan Solar Power | Purchase
UNSEDG-06396 | 85648 | PV (Photovoltaic) | 6.6 | 10607 | Residential | Non-Incentive | 3 - Installed | 2022-03-04 | 2022-03-29 | 2022-07-12 | 20600 | 2000 | Tucson Solar Pros | Purchase
UNSEDG-06663 | 86409 | PV (Photovoltaic) | 4.8 | 9306 | Residential | Non-Incentive | 3 - Installed | 2022-04-18 | 2022-05-11 | 2022-07-12 | 26432.78 | 2500 | Titan Solar Power | Purchase
UNSEDG-06846 | 86401 | PV (Photovoltaic) | 8.4 | 16482 | Residential | Non-Incentive | 3 - Installed | 2022-05-09 | 2022-05-23 | 2022-07-12 | 40932.85 | 2500 | Titan Solar Power | Purchase
UNSEDG-07157 | 86401 | PV (Photovoltaic) | 6.66 | 11911 | Residential | Non-Incentive | 3 - Installed | 2022-06-14 | 2022-06-17 | 2022-07-12 | 32614 | 9784.2 | SunUp America | Purchase
UNSEDG-05872 | 86413 | PV (Photovoltaic) | 8.16 | 13637 | Residential | Non-Incentive | 3 - Installed | 2021-11-19 | 2021-12-10 | 2022-07-13 | 41000 | 2000 | Our World Energy | Purchase
UNSEDG-06222 | 86429 | PV (Photovoltaic) | 8 | 12510 | Residential | Non-Incentive | 3 - Installed | 2022-02-02 | 2022-02-28 | 2022-07-13 | 30827.13 | 2500 | Titan Solar Power | Purchase
UNSEDG-06237 | 85648 | PV (Photovoltaic) | 8.25 | 14377 | Residential | Non-Incentive | 3 - Installed | 2022-02-03 | 2022-03-07 | 2022-07-13 | 50500 | 2500 | Freedom Forever | Purchase
UNSEDG-06365 | 86413 | PV (Photovoltaic) | 7.505 | 12802 | Residential | Non-Incentive | 3 - Installed | 2022-02-25 | 2022-04-04 | 2022-07-13 | 38867.72 | 2500 | Titan Solar Power | Purchase
UNSEDG-06852 | 86403 | PV (Photovoltaic) | 13.94 | 24385 | Residential | Non-Incentive | 3 - Installed | 2022-05-09 | 2022-05-23 | 2022-07-13 | 57101 | 11420.2 | Esmay Electric, Inc | Purchase
UNSEDG-06914 | 86413 | PV (Photovoltaic) | 11.1 | 19796 | Residential | Non-Incentive | 3 - Installed | 2022-05-16 | 2022-05-26 | 2022-07-13 | 45675 | 13702.5 | SunUp America | Purchase
UNSEDG-06939 | 86406 | PV (Photovoltaic) | 16.34 | 30161 | Residential | Non-Incentive | 3 - Installed | 2022-05-18 | 2022-05-26 | 2022-07-13 | 48677 | 9735.4 | HAVASU SOLAR | Purchase
UNSEDG-06940 | 86406 | PV (Photovoltaic) | 12.16 | 22794 | Residential | Non-Incentive | 3 - Installed | 2022-05-18 | 2022-05-27 | 2022-07-13 | 40292 | 8058.4 | HAVASU SOLAR | Purchase
UNSEDG-06965 | 86403 | PV (Photovoltaic) | 12.92 | 23642 | Residential | Non-Incentive | 3 - Installed | 2022-05-20 | 2022-06-02 | 2022-07-13 | 32441 | 6488.2 | HAVASU SOLAR | Purchase
UNSEDG-06991 | 86403 | PV (Photovoltaic) | 11.4 | 18808 | Residential | Non-Incentive | 3 - Installed | 2022-05-25 | 2022-05-27 | 2022-07-13 | 38533 | 7706.6 | HAVASU SOLAR | Purchase
UNSEDG-05470 | 86403 | PV (Photovoltaic) | 8.88 | 14825 | Residential | Non-Incentive | 3 - Installed | 2021-08-24 | 2021-09-07 | 2022-07-14 | 39239.76 | 2500 | Titan Solar Power, Inc. | Purchase
UNSEDG-05684 | 86406 | PV (Photovoltaic) | 15.2 | 27626 | Residential | Non-Incentive | 3 - Installed | 2021-09-30 | 2021-10-11 | 2022-07-14 | 38000 | 10000 | Mohave Solar | Purchase
UNSEDG-06072 | 86409 | PV (Photovoltaic) | 8.64 | 15186 | Residential | Non-Incentive | 3 - Installed | 2022-01-06 | 2022-01-26 | 2022-07-14 | 32868 | 9860.4 | Sunup America | Purchase
UNSEDG-06165 | 86403 | PV (Photovoltaic) | 10.73 | 17898 | Residential | Non-Incentive | 3 - Installed | 2022-01-25 | 2022-02-18 | 2022-07-14 | 41500 | 12450 | SunUp America | Purchase
UNSEDG-06261 | 85648 | PV (Photovoltaic) | 12.41 | 20972 | Residential | Non-Incentive | 3 - Installed | 2022-02-08 | 2022-03-08 | 2022-07-14 | 54389 | 2500 | Freedom Forever | Purchase
UNSEDG-06602 | 86406 | PV (Photovoltaic) | 11.47 | 19073 | Residential | Non-Incentive | 3 - Installed | 2022-04-12 | 2022-05-06 | 2022-07-14 | 27664 | 5532.8 | HAVASU SOLAR | Purchase
UNSEDG-06896 | 86401 | PV (Photovoltaic) | 6.46 | 10662 | Residential | Non-Incentive | 3 - Installed | 2022-05-12 | 2022-05-24 | 2022-07-14 | 24364 | 4872.8 | HAVASU SOLAR | Purchase
UNSEDG-06938 | 86406 | PV (Photovoltaic) | 12.92 | 21779 | Residential | Non-Incentive | 3 - Installed | 2022-05-18 | 2022-05-27 | 2022-07-14 | 42375 | 8475 | HAVASU SOLAR | Purchase
UNSEDG-06969 | 86409 | PV (Photovoltaic) | 5.2 | 9575 | Residential | Non-Incentive | 3 - Installed | 2022-05-23 | 2022-05-31 | 2022-07-14 | 29786.91 | 2500 | Titan Solar Power | Purchase
UNSEDG-07039 | 86406 | PV (Photovoltaic) | 13.68 | 18383 | Residential | Non-Incentive | 3 - Installed | 2022-05-31 | 2022-06-02 | 2022-07-14 | 33922 | 6784.4 | HAVASU SOLAR | Purchase
UNSEDG-07040 | 86403 | PV (Photovoltaic) | 15.2 | 24690 | Residential | Non-Incentive | 3 - Installed | 2022-05-31 | 2022-06-02 | 2022-07-14 | 49351 | 9870.2 | HAVASU SOLAR | Purchase
UNSEDG-07136 | 86401 | PV (Photovoltaic) | 5.92 | 10237 | Residential | Non-Incentive | 3 - Installed | 2022-06-10 | 2022-06-13 | 2022-07-14 | 29360 | 2936 | Inty Power | Purchase
UNSEDG-05616 | 86406 | PV (Photovoltaic) | 11.9 | 20496 | Residential | Non-Incentive | 3 - Installed | 2021-09-27 | 2021-10-08 | 2022-07-15 | 33677 | 6735.4 | Esmay Electric, Inc | Purchase
UNSEDG-06084 | 85648 | PV (Photovoltaic) | 5.4 | 8801 | Residential | Non-Incentive | 3 - Installed | 2022-01-07 | 2022-03-21 | 2022-07-15 | 21804.9 | 4000 | Southwest Electric, Inc. | Purchase
UNSEDG-06218 | 86404 | PV (Photovoltaic) | 14.4 | 24116 | Residential | Non-Incentive | 3 - Installed | 2022-02-02 | 2022-03-15 | 2022-07-15 | 57991.95 | 2000 | Our World Energy | Purchase
UNSEDG-06403 | 86406 | PV (Photovoltaic) | 15.2 | 26795 | Residential | Non-Incentive | 3 - Installed | 2022-03-07 | 2022-03-29 | 2022-07-15 | 71314 | 2500 | Freedom Forever | Purchase
UNSEDG-06456 | 86404 | PV (Photovoltaic) | 10 | 18935 | Residential | Non-Incentive | 3 - Installed | 2022-03-17 | 2022-04-05 | 2022-07-15 | 52500 | 2500 | Titan Solar Power | Purchase
UNSEDG-06619 | 85648 | PV (Photovoltaic) | 89.6 | 31201 | Residential | Non-Incentive | 3 - Installed | 2022-04-13 | 2022-05-09 | 2022-07-15 | 44068 | 2500 | Titan Solar Power | Purchase
UNSEDG-06631 | 86401 | PV (Photovoltaic) | 3.24 | 5375 | Residential | Non-Incentive | 3 - Installed | 2022-04-14 | 2022-05-06 | 2022-07-15 | 18838.11 | 2500 | Titan Solar Power | Purchase
UNSEDG-06753 | 86409 | PV (Photovoltaic) | 6.4 | 12277 | Residential | Non-Incentive | 3 - Installed | 2022-04-26 | 2022-05-18 | 2022-07-15 | 24679 | 2500 | Titan Solar Power | Purchase
UNSEDG-06854 | 86406 | PV (Photovoltaic) | 11.48 | 20341 | Residential | Non-Incentive | 3 - Installed | 2022-05-09 | 2022-05-23 | 2022-07-15 | 40936 | 8187.2 | Esmay Electric, Inc | Purchase
UNSEDG-06861 | 86403 | PV (Photovoltaic) | 12.16 | 21991 | Residential | Non-Incentive | 3 - Installed | 2022-05-10 | 2022-05-23 | 2022-07-15 | 31100 | 10000 | Mohave Solar | Purchase
UNSEDG-06874 | 86409 | PV (Photovoltaic) | 9.25 | 16614 | Residential | Non-Incentive | 3 - Installed | 2022-05-10 | 2022-05-23 | 2022-07-15 | 36087 | 10826.1 | SunUp America | Purchase
UNSEDG-06959 | 86406 | PV (Photovoltaic) | 18.275 | 30785 | Residential | Non-Incentive | 3 - Installed | 2022-05-20 | 2022-05-27 | 2022-07-15 | 49642.5 | 9928.5 | Esmay Electric, Inc | Purchase
UNSEDG-07015 | 86409 | PV (Photovoltaic) | 5.6 | 10554 | Residential | Non-Incentive | 3 - Installed | 2022-05-30 | 2022-05-31 | 2022-07-15 | 22364 | 2000 | ICON POWER | Purchase
UNSEDG-05827 | 85621 | PV (Photovoltaic) | 18 | 33430 | Residential | Non-Incentive | 3 - Installed | 2021-11-08 | 2021-12-09 | 2022-07-18 | 42548 | 12764.4 | SOLAR SOLUTION AZ | Purchase
UNSEDG-06091 | 85648 | PV (Photovoltaic) | 9.855 | 18955 | Residential | Non-Incentive | 3 - Installed | 2022-01-10 | 2022-02-14 | 2022-07-18 | 26608.5 | 7982.55 | Saguaro Solar ,LLC | Purchase
UNSEDG-06625 | 86401 | PV (Photovoltaic) | 4.8 | 9093 | Residential | Non-Incentive | 3 - Installed | 2022-04-14 | 2022-05-06 | 2022-07-18 | 26205.86 | 2500 | Titan Solar Power | Purchase
UNSEDG-06803 | 85621 | PV (Photovoltaic) | 7.04 | 13026 | Residential | Non-Incentive | 3 - Installed | 2022-05-02 | 2022-05-18 | 2022-07-18 | 21851 | 6555.3 | SOLAR SOLUTION AZ | Purchase
UNSEDG-06950 | 86404 | PV (Photovoltaic) | 8.36 | 15804 | Residential | Non-Incentive | 3 - Installed | 2022-05-19 | 2022-05-27 | 2022-07-18 | 20254 | 4050.8 | HAVASU SOLAR | Purchase
UNSEDG-06989 | 86401 | PV (Photovoltaic) | 4.8 | 9205 | Residential | Non-Incentive | 3 - Installed | 2022-05-24 | 2022-05-27 | 2022-07-18 | 27057.14 | 2000 | Icon Power | Purchase
UNSEDG-06996 | 86404 | PV (Photovoltaic) | 3.65 | 6818 | Residential | Non-Incentive | 3 - Installed | 2022-05-25 | 2022-05-31 | 2022-07-18 | 34760.97 | 4000 | Southwest Electric, Inc. | Purchase
UNSEDG-06999 | 86404 | PV (Photovoltaic) | 9.12 | 16893 | Residential | Non-Incentive | 3 - Installed | 2022-05-25 | 2022-06-20 | 2022-07-18 | 22575 | 4515 | HAVASU SOLAR | Purchase
UNSEDG-07016 | 86401 | PV (Photovoltaic) | 6.4 | 10826 | Residential | Non-Incentive | 3 - Installed | 2022-05-30 | 2022-05-31 | 2022-07-18 | 31121.09 | 2000 | ICON POWER | Purchase
UNSEDG-07017 | 86409 | PV (Photovoltaic) | 7.2 | 14029 | Residential | Non-Incentive | 3 - Installed | 2022-05-30 | 2022-05-31 | 2022-07-18 | 36927.89 | 2000 | ICON POWER | Purchase
UNSEDG-07042 | 86401 | PV (Photovoltaic) | 6 | 11542 | Residential | Non-Incentive | 3 - Installed | 2022-06-01 | 2022-06-02 | 2022-07-18 | 29638.1 | 2000 | ICON POWER | Purchase
UNSEDG-07097 | 86401 | PV (Photovoltaic) | 6.08 | 11797 | Residential | Non-Incentive | 3 - Installed | 2022-06-06 | 2022-06-06 | 2022-07-18 | 17000 | 1500 | Angle Solar | Purchase
UNSEDG-05943 | 86409 | PV (Photovoltaic) | 6 | 10061 | Residential | Non-Incentive | 3 - Installed | 2021-12-05 | 2022-01-14 | 2022-07-19 | 43633.17 | 2500 | Titan Solar Power | Purchase
UNSEDG-06576 | 86401 | PV (Photovoltaic) | 10.2 | 16947 | Residential | Non-Incentive | 3 - Installed | 2022-04-06 | 2022-05-03 | 2022-07-19 | 44322.45 | 2000 | ICON POWER | Purchase
UNSEDG-05418 | 85621 | PV (Photovoltaic) | 5.18 | 9429 | Residential | Non-Incentive | 3 - Installed | 2021-08-09 | 2021-08-13 | 2022-07-20 | 27040.06 | 2500 | Titan Solar Power, Inc. | Purchase
UNSEDG-05611 | 86404 | PV (Photovoltaic) | 10.791 | 18152 | Residential | Non-Incentive | 3 - Installed | 2021-09-27 | 2021-10-08 | 2022-07-20 | 33490.5 | 6698.1 | Esmay Electric, Inc | Purchase
UNSEDG-07074 | 86406 | PV (Photovoltaic) | 13.3 | 24578 | Residential | Non-Incentive | 3 - Installed | 2022-06-02 | 2022-06-08 | 2022-07-20 | 57116 | 11423.2 | HAVASU SOLAR | Purchase
UNSEDG-07081 | 86406 | PV (Photovoltaic) | 10.26 | 16115 | Residential | Non-Incentive | 3 - Installed | 2022-06-03 | 2022-06-06 | 2022-07-20 | 27443 | 5488.6 | HAVASU SOLAR | Purchase
UNSEDG-07141 | 86409 | PV (Photovoltaic) | 7.6 | 14211 | Residential | Non-Incentive | 3 - Installed | 2022-06-10 | 2022-06-13 | 2022-07-20 | 26446 | 5289.2 | HAVASU SOLAR | Purchase
UNSEDG-06492 | 86401 | PV (Photovoltaic) | 6.24 | 12219 | Residential | Non-Incentive | 3 - Installed | 2022-03-23 | 2022-04-18 | 2022-07-21 | 19000 | 1000 | Angle Solar | Purchase
UNSEDG-07110 | 86401 | PV (Photovoltaic) | 4.8 | 9264 | Residential | Non-Incentive | 3 - Installed | 2022-06-07 | 2022-06-08 | 2022-07-21 | 26208.57 | 2000 | ICON POWER | Purchase
UNSEDG-05049 | 85621 | PV (Photovoltaic) | 289.98 | 499665 | Non-Residential | Non-Incentive | 3 - Installed | 2021-04-26 | 2022-03-02 | 2022-07-22 | 735000 | 200000 | Solar Gain Inc. | Purchase
UNSEDG-05739 | 86404 | PV (Photovoltaic) | 7.77 | 13345 | Residential | Non-Incentive | 3 - Installed | 2021-10-19 | 2021-11-03 | 2022-07-22 | 40000 | 12000 | SUNUP AMERICA | Purchase
UNSEDG-06431 | 86401 | PV (Photovoltaic) | 7.56 | 12349 | Residential | Non-Incentive | 3 - Installed | 2022-03-14 | 2022-06-27 | 2022-07-22 | 30500 | 9150 | SunUp America | Purchase
UNSEDG-06518 | 86409 | PV (Photovoltaic) | 15.2 | 28521 | Residential | Non-Incentive | 3 - Installed | 2022-03-28 | 2022-06-30 | 2022-07-22 | 48750 | 5000 | Streamline Solar Power Systems, LLC | Purchase
UNSEDG-06729 | 86409 | PV (Photovoltaic) | 3.2 | 5623 | Residential | Non-Incentive | 3 - Installed | 2022-04-25 | 2022-05-17 | 2022-07-22 | 14415 | 2500 | Titan Solar Power | Purchase
UNSEDG-06789 | 86401 | PV (Photovoltaic) | 5.32 | 10374 | Residential | Non-Incentive | 3 - Installed | 2022-04-29 | 2022-05-19 | 2022-07-22 | 17000 | 1000 | Angle Solar | Purchase
UNSEDG-06821 | 86406 | PV (Photovoltaic) | 8.76 | 15281 | Residential | Non-Incentive | 3 - Installed | 2022-05-04 | 2022-05-20 | 2022-07-22 | 30329.5 | 4000 | Southwest Electric, Inc. | Purchase
UNSEDG-06901 | 86403 | PV (Photovoltaic) | 6.57 | 12246 | Residential | Non-Incentive | 3 - Installed | 2022-05-13 | 2022-05-24 | 2022-07-22 | 24603.7 | 4000 | Southwest Electric, Inc. | Purchase
UNSEDG-06909 | 86406 | PV (Photovoltaic) | 10.89 | 18331 | Residential | Non-Incentive | 3 - Installed | 2022-05-16 | 2022-05-25 | 2022-07-22 | 47158.46 | 4000 | Southwest Electric, Inc. | Purchase
UNSEDG-07098 | 86401 | PV (Photovoltaic) | 12 | 20794 | Residential | Non-Incentive | 3 - Installed | 2022-06-06 | 2022-06-06 | 2022-07-22 | 53070.75 | 2000 | ICON POWER | Purchase
UNSEDG-07112 | 86401 | PV (Photovoltaic) | 11.2 | 21520 | Residential | Non-Incentive | 3 - Installed | 2022-06-07 | 2022-06-08 | 2022-07-22 | 54213.61 | 2000 | ICON POWER | Purchase
UNSEDG-07225 | 86401 | PV (Photovoltaic) | 5.53 | 9907 | Residential | Non-Incentive | 3 - Installed | 2022-06-22 | 2022-06-27 | 2022-07-22 | 35657 | 1000 | SunLink Energy | Purchase
UNSEDG-06002 | 86401 | PV (Photovoltaic) | 10.125 | 17526 | Residential | Non-Incentive | 3 - Installed | 2021-12-16 | 2022-01-14 | 2022-07-25 | 48310.81 | 3000 | Burro Electric | Purchase
UNSEDG-06382 | 85648 | PV (Photovoltaic) | 14.615 | 23319 | Residential | Non-Incentive | 3 - Installed | 2022-03-01 | 2022-03-16 | 2022-07-25 | 66061.54 | 10000 | On Point Solar Power | Purchase
UNSEDG-06600 | 86401 | PV (Photovoltaic) | 8.8 | 14830 | Residential | Non-Incentive | 3 - Installed | 2022-04-11 | 2022-05-06 | 2022-07-25 | 48300.86 | 1000 | SunLink Energy | Purchase
UNSEDG-06746 | 86403 | PV (Photovoltaic) | 10.26 | 18410 | Residential | Non-Incentive | 3 - Installed | 2022-04-25 | 2022-05-19 | 2022-07-25 | 38178.95 | 8178.95 | Jet Solar | Purchase
UNSEDG-06768 | 85648 | PV (Photovoltaic) | 8.8 | 15319 | Residential | Non-Incentive | 3 - Installed | 2022-04-27 | 2022-05-19 | 2022-07-25 | 43780 | 20000 | Clayco Electric Inc. Solar Specialist | Purchase
UNSEDG-06780 | 86401 | PV (Photovoltaic) | 4.18 | 8150 | Residential | Non-Incentive | 3 - Installed | 2022-04-28 | 2022-05-19 | 2022-07-25 | 15000 | 1000 | Angle Solar | Purchase
UNSEDG-06877 | 86406 | PV (Photovoltaic) | 12.75 | 23033 | Residential | Non-Incentive | 3 - Installed | 2022-05-11 | 2022-05-23 | 2022-07-25 | 37912.5 | 7582.5 | Esmay Electric, Inc | Purchase
UNSEDG-06979 | 86403 | PV (Photovoltaic) | 15.6 | 26209 | Residential | Non-Incentive | 3 - Installed | 2022-05-24 | 2022-05-27 | 2022-07-25 | 64720 | 25720 | Streamline Solar Power Systems, LLC | Purchase
UNSEDG-07006 | 86403 | PV (Photovoltaic) | 9.48 | 17189 | Residential | Non-Incentive | 3 - Installed | 2022-05-26 | 2022-05-31 | 2022-07-25 | 41219 | 1000 | SunLink Energy LLC | Purchase
UNSEDG-06300 | 86406 | PV (Photovoltaic) | 12.21 | 19453 | Residential | Non-Incentive | 3 - Installed | 2022-02-15 | 2022-03-13 | 2022-07-26 | 45466 | 13639.8 | SunUp America | Purchase
UNSEDG-06574 | 86406 | PV (Photovoltaic) | 10 | 18034 | Residential | Non-Incentive | 3 - Installed | 2022-04-06 | 2022-05-03 | 2022-07-26 | 52500 | 2500 | Titan Solar Power | Purchase
UNSEDG-06636 | 86404 | PV (Photovoltaic) | 16.72 | 31146 | Residential | Non-Incentive | 3 - Installed | 2022-04-14 | 2022-05-06 | 2022-07-26 | 470000 | 100000 | Mohave Solar | Purchase
UNSEDG-06827 | 86404 | PV (Photovoltaic) | 11.2 | 20309 | Residential | Non-Incentive | 3 - Installed | 2022-05-04 | 2022-05-20 | 2022-07-26 | 32181.6 | 6436.32 | Esmay Electric, Inc | Purchase
UNSEDG-06850 | 86406 | PV (Photovoltaic) | 10.791 | 19216 | Residential | Non-Incentive | 3 - Installed | 2022-05-09 | 2022-05-23 | 2022-07-26 | 40568.5 | 8113.7 | Esmay Electric, Inc | Lease
UNSEDG-06507 | 86413 | PV (Photovoltaic) | 4.29 | 8440 | Residential | Non-Incentive | 3 - Installed | 2022-03-25 | 2022-04-20 | 2022-07-27 | 15000 | 1000 | Angle Solar | Purchase
UNSEDG-06618 | 86426 | PV (Photovoltaic) | 10.8 | 18978 | Residential | Non-Incentive | 3 - Installed | 2022-04-13 | 2022-05-06 | 2022-07-27 | 60564 | 12112.8 | Esmay Electric, Inc | Purchase
UNSEDG-06772 | 86413 | PV (Photovoltaic) | 4.29 | 7162 | Residential | Non-Incentive | 3 - Installed | 2022-04-27 | 2022-05-19 | 2022-07-27 | 15500 | 1000 | Angle Solar | Purchase
UNSEDG-06953 | 86404 | PV (Photovoltaic) | 17.2 | 28638 | Residential | Non-Incentive | 3 - Installed | 2022-05-20 | 2022-05-27 | 2022-07-27 | 62500 | 2500 | Titan Solar Power | Purchase
UNSEDG-07130 | 86401 | PV (Photovoltaic) | 8.395 | 14425 | Residential | Non-Incentive | 3 - Installed | 2022-06-09 | 2022-06-09 | 2022-07-27 | 30525 | 6105 | ABP Electrical | Purchase
UNSEDG-06194 | 85648 | PV (Photovoltaic) | 12.775 | 21744 | Residential | Non-Incentive | 3 - Installed | 2022-01-31 | 2022-02-21 | 2022-07-28 | 54898.9 | 6500 | T & K ELECTRIC | Purchase
UNSEDG-06303 | 86404 | PV (Photovoltaic) | 27.65 | 39576 | Residential | Non-Incentive | 3 - Installed | 2022-02-15 | 2022-04-25 | 2022-07-28 | 121485 | 24297 | HAVASU SOLAR | Purchase
UNSEDG-06530 | 85648 | PV (Photovoltaic) | 7.8 | 13383 | Residential | Non-Incentive | 3 - Installed | 2022-03-30 | 2022-07-12 | 2022-07-28 | 34561.32 | 2500 | Freedom Forever | Purchase
UNSEDG-06672 | 86404 | PV (Photovoltaic) | 16.4 | 28358 | Residential | Non-Incentive | 3 - Installed | 2022-04-19 | 2022-05-31 | 2022-07-28 | 41396 | 5000 | Streamline Solar Power Systems, LLC | Purchase
UNSEDG-06735 | 86401 | PV (Photovoltaic) | 8.295 | 15445 | Residential | Non-Incentive | 3 - Installed | 2022-04-25 | 2022-05-25 | 2022-07-28 | 61716 | 1000 | SunLink Energy LLC | Purchase
UNSEDG-06905 | 86401 | PV (Photovoltaic) | 6 | 9552 | Residential | Non-Incentive | 3 - Installed | 2022-05-16 | 2022-05-25 | 2022-07-28 | 29730.18 | 2500 | Titan Solar Power | Purchase
UNSEDG-07051 | 86404 | PV (Photovoltaic) | 10.73 | 18622 | Residential | Non-Incentive | 3 - Installed | 2022-06-01 | 2022-06-02 | 2022-07-28 | 64212 | 19263.6 | SunUp America | Purchase
UNSEDG-07227 | 86401 | PV (Photovoltaic) | 9.6 | 16155 | Residential | Non-Incentive | 3 - Installed | 2022-06-23 | 2022-06-27 | 2022-07-28 | 20095 | 6028.5 | Tri State Solar & Wind Corp. | Purchase
UNSEDG-05645 | 86401 | PV (Photovoltaic) | 7.83 | 13139 | Residential | Non-Incentive | 3 - Installed | 2021-09-28 | 2021-10-11 | 2022-07-29 | 42605.5 | 2500 | Titan Solar Power, Inc. | Purchase
UNSEDG-06526 | 86409 | PV (Photovoltaic) | 8.64 | 16467 | Residential | Non-Incentive | 3 - Installed | 2022-03-29 | 2022-04-20 | 2022-07-29 | 35990 | 10797 | SunUp America | Purchase
UNSEDG-06567 | 86406 | PV (Photovoltaic) | 14.4 | 20866 | Residential | Non-Incentive | 3 - Installed | 2022-04-06 | 2022-06-02 | 2022-07-29 | 47275 | 9455 | Havasu Solar | Purchase
UNSEDG-06694 | 86406 | PV (Photovoltaic) | 15.91 | 29424 | Residential | Non-Incentive | 3 - Installed | 2022-04-20 | 2022-05-13 | 2022-07-29 | 53408 | 10681.6 | HAVASU SOLAR | Purchase
UNSEDG-06800 | 86403 | PV (Photovoltaic) | 16.4 | 27944 | Residential | Non-Incentive | 3 - Installed | 2022-05-02 | 2022-05-20 | 2022-07-29 | 49500 | 9900 | Esmay Electric, Inc | Purchase
UNSEDG-06804 | 86401 | PV (Photovoltaic) | 11.47 | 19969 | Residential | Non-Incentive | 3 - Installed | 2022-05-02 | 2022-05-24 | 2022-07-29 | 44988.46 | 13496.53 | Arizona Energy Pros | Purchase
UNSEDG-06822 | 86406 | PV (Photovoltaic) | 14.43 | 26470 | Residential | Non-Incentive | 3 - Installed | 2022-05-04 | 2022-05-20 | 2022-07-29 | 36260 | 7252 | HAVASU SOLAR | Purchase
UNSEDG-06915 | 85646 | PV (Photovoltaic) | 11.455 | 20594 | Residential | Non-Incentive | 3 - Installed | 2022-05-16 | 2022-05-26 | 2022-07-29 | 52413.99 | 5000 | On Point Solar Power LLC | Purchase
UNSEDG-06946 | 86401 | PV (Photovoltaic) | 4.18 | 8150 | Residential | Non-Incentive | 3 - Installed | 2022-05-19 | 2022-05-31 | 2022-07-29 | 15500 | 1500 | Angle Solar | Purchase
UNSEDG-06987 | 86401 | PV (Photovoltaic) | 10.22 | 17231 | Residential | Non-Incentive | 3 - Installed | 2022-05-24 | 2022-06-15 | 2022-07-29 | 51445 | 2000 | Icon Power | Purchase
UNSEDG-07010 | 86406 | PV (Photovoltaic) | 12.92 | 21008 | Residential | Non-Incentive | 3 - Installed | 2022-05-27 | 2022-06-09 | 2022-07-29 | 31361 | 6272.2 | HAVASU SOLAR | Purchase
UNSEDG-07084 | 86401 | PV (Photovoltaic) | 4.4 | 8567 | Residential | Non-Incentive | 3 - Installed | 2022-06-06 | 2022-06-06 | 2022-07-29 | 23716.85 | 2500 | Titan Solar Power | Purchase
UNSEDG-07113 | 86409 | PV (Photovoltaic) | 12 | 20076 | Residential | Non-Incentive | 3 - Installed | 2022-06-07 | 2022-06-08 | 2022-07-29 | 59887.14 | 2000 | ICON POWER | Purchase
UNSEDG-07123 | 86401 | PV (Photovoltaic) | 13.2 | 22169 | Residential | Non-Incentive | 3 - Installed | 2022-06-08 | 2022-06-08 | 2022-07-29 | 62067.14 | 2000 | ICON POWER | Purchase
UNSEDG-06546 | 86404 | PV (Photovoltaic) | 8.84 | 16128 | Residential | Non-Incentive | 3 - Installed | 2022-04-01 | 2022-05-04 | 2022-08-01 | 52000 | 32000 | Owner Build | Purchase
UNSEDG-06838 | 86406 | PV (Photovoltaic) | 9.88 | 17667 | Residential | Non-Incentive | 3 - Installed | 2022-05-06 | 2022-05-20 | 2022-08-01 | 34342 | 6868.4 | HAVASU SOLAR | Purchase
UNSEDG-06533 | 85646 | PV (Photovoltaic) | 6.57 | 11854 | Residential | Non-Incentive | 3 - Installed | 2022-03-30 | 2022-05-09 | 2022-08-02 | 18396 | 5518.8 | SAGUARO SOLAR ELECTRIC | Purchase
UNSEDG-06655 | 85648 | PV (Photovoltaic) | 11.39 | 19634 | Residential | Non-Incentive | 3 - Installed | 2022-04-18 | 2022-05-12 | 2022-08-02 | 49647.46 | 2500 | Freedom Forever | Purchase
UNSEDG-06665 | 86403 | PV (Photovoltaic) | 9.2 | 16768 | Residential | Non-Incentive | 3 - Installed | 2022-04-18 | 2022-05-11 | 2022-08-02 | 50268 | 2500 | Titan Solar Power | Purchase
UNSEDG-06674 | 86404 | PV (Photovoltaic) | 13.6 | 24445 | Residential | Non-Incentive | 3 - Installed | 2022-04-19 | 2022-05-27 | 2022-08-02 | 41396 | 5000 | Streamline Solar Power Systems, LLC | Purchase
UNSEDG-06831 | 86406 | PV (Photovoltaic) | 19.38 | 36933 | Residential | Non-Incentive | 3 - Installed | 2022-05-05 |  | 2022-08-02 | 101073 | 20214.6 | HAVASU SOLAR | Purchase
UNSEDG-06853 | 86403 | PV (Photovoltaic) | 3.7 | 6550 | Residential | Non-Incentive | 3 - Installed | 2022-05-09 | 2022-06-09 | 2022-08-02 | 16669 | 3333.8 | HAVASU SOLAR | Purchase
UNSEDG-06859 | 86406 | PV (Photovoltaic) | 17.48 | 25499 | Residential | Non-Incentive | 3 - Installed | 2022-05-10 | 2022-05-23 | 2022-08-02 | 66110 | 13222 | HAVASU SOLAR | Purchase
UNSEDG-06888 | 86404 | PV (Photovoltaic) | 13.94 | 24537 | Residential | Non-Incentive | 3 - Installed | 2022-05-12 | 2022-05-23 | 2022-08-02 | 53018 | 10603.6 | Esmay Electric, Inc | Purchase
UNSEDG-06923 | 86403 | PV (Photovoltaic) | 11.2 | 20887 | Residential | Non-Incentive | 3 - Installed | 2022-05-17 | 2022-05-26 | 2022-08-02 | 37970 | 9970 | Streamline Solar Power Systems, LLC | Purchase
UNSEDG-06949 | 86406 | PV (Photovoltaic) | 18.98 | 31684 | Residential | Non-Incentive | 3 - Installed | 2022-05-19 | 2022-05-27 | 2022-08-02 | 75000 | 4000 | Southwest Electric, Inc. | Purchase
UNSEDG-06975 | 86406 | PV (Photovoltaic) | 11.475 | 20016 | Residential | Non-Incentive | 3 - Installed | 2022-05-24 | 2022-05-27 | 2022-08-02 | 47400 | 9480 | Esmay Electric, Inc | Purchase
UNSEDG-04804 | 86406 | PV (Photovoltaic) | 3.15 | 3079 | Residential | Non-Incentive | 3 - Installed | 2020-12-14 | 2021-03-19 | 2022-08-03 | 14000 | 2000 | Self | Purchase
UNSEDG-06057 | 86406 | PV (Photovoltaic) | 15.6 | 26191 | Residential | Non-Incentive | 3 - Installed | 2022-01-03 | 2022-03-16 | 2022-08-03 | 57498.37 | 2000 | Our World Energy | Purchase
UNSEDG-06491 | 86409 | PV (Photovoltaic) | 5.46 | 10639 | Residential | Non-Incentive | 3 - Installed | 2022-03-23 | 2022-04-19 | 2022-08-03 | 16500 | 1000 | Angle Solar | Purchase
UNSEDG-06571 | 86413 | PV (Photovoltaic) | 14.04 | 23500 | Residential | Non-Incentive | 3 - Installed | 2022-04-06 | 2022-05-06 | 2022-08-03 | 55470 | 16641 | SunUp America | Purchase
UNSEDG-06589 | 86401 | PV (Photovoltaic) | 7.2 | 12026 | Residential | Non-Incentive | 3 - Installed | 2022-04-08 | 2022-05-04 | 2022-08-03 | 30158 | 2000 | Our World Energy | Purchase
UNSEDG-06596 | 86413 | PV (Photovoltaic) | 10.27 | 17293 | Residential | Non-Incentive | 3 - Installed | 2022-04-11 | 2022-05-06 | 2022-08-03 | 35083 | 7016.6 | HAVASU SOLAR | Purchase
UNSEDG-06781 | 86401 | PV (Photovoltaic) | 4.18 | 8157 | Residential | Non-Incentive | 3 - Installed | 2022-04-28 | 2022-05-25 | 2022-08-03 | 15500 | 1000 | Angle Solar | Purchase
UNSEDG-06790 | 86401 | PV (Photovoltaic) | 4.18 | 8150 | Residential | Non-Incentive | 3 - Installed | 2022-04-29 | 2022-05-19 | 2022-08-03 | 15000 | 1000 | Angle Solar | Purchase
UNSEDG-06863 | 86429 | PV (Photovoltaic) | 12.16 | 22652 | Residential | Non-Incentive | 3 - Installed | 2022-05-10 | 2022-05-23 | 2022-08-03 | 32652 | 10000 | Mohave Solar | Purchase
UNSEDG-06882 | 86401 | PV (Photovoltaic) | 7.22 | 13498 | Residential | Non-Incentive | 3 - Installed | 2022-05-11 | 2022-05-23 | 2022-08-03 | 24200 | 2000 | Angle Solar | Purchase
UNSEDG-06937 | 86403 | PV (Photovoltaic) | 9.5 | 17805 | Residential | Non-Incentive | 3 - Installed | 2022-05-18 | 2022-05-27 | 2022-08-03 | 32449 | 6489.8 | HAVASU SOLAR | Purchase
UNSEDG-06962 | 86413 | PV (Photovoltaic) | 13.68 | 25444 | Residential | Non-Incentive | 3 - Installed | 2022-05-20 | 2022-05-27 | 2022-08-03 | 28018 | 5603.6 | HAVASU SOLAR | Purchase
UNSEDG-07000 | 86401 | PV (Photovoltaic) | 7.22 | 14224 | Residential | Non-Incentive | 3 - Installed | 2022-05-25 | 2022-06-02 | 2022-08-03 | 23000 | 1000 | Angle Solar | Purchase
UNSEDG-07101 | 86413 | PV (Photovoltaic) | 6.29 | 10377 | Residential | Non-Incentive | 3 - Installed | 2022-06-06 | 2022-06-06 | 2022-08-03 | 32850 | 9855 | SunUp America | Purchase
UNSEDG-07129 | 86409 | PV (Photovoltaic) | 14.8 | 28807 | Residential | Non-Incentive | 3 - Installed | 2022-06-09 | 2022-06-10 | 2022-08-03 | 78762.86 | 2000 | ICON POWER | Purchase
UNSEDG-06252 | 86403 | PV (Photovoltaic) | 6.4 | 11014 | Non-Residential | Non-Incentive | 3 - Installed | 2022-02-08 | 2022-03-14 | 2022-08-04 | 27604.23 | 2000 | Our World Energy | Purchase
UNSEDG-06883 | 86406 | PV (Photovoltaic) | 8.91 | 15667 | Residential | Non-Incentive | 3 - Installed | 2022-05-11 | 2022-05-23 | 2022-08-04 | 39379.08 | 4000 | Southwest Electric, Inc. | Purchase
UNSEDG-06255 | 86406 | PV (Photovoltaic) | 10.8 | 18342 | Residential | Non-Incentive | 3 - Installed | 2022-02-08 | 2022-03-07 | 2022-08-05 | 44993.75 | 2000 | Our World Energy | Purchase
UNSEDG-06287 | 86409 | PV (Photovoltaic) | 5.6 | 10947 | Residential | Non-Incentive | 3 - Installed | 2022-02-11 | 2022-04-29 | 2022-08-05 | 22007 | 2000 | Elevation Solar | Purchase
UNSEDG-06662 | 86403 | PV (Photovoltaic) | 10.73 | 20207 | Residential | Non-Incentive | 3 - Installed | 2022-04-18 | 2022-05-11 | 2022-08-05 | 26218 | 5243.6 | HAVASU SOLAR | Purchase
UNSEDG-06758 | 86403 | PV (Photovoltaic) | 6.57 | 12450 | Residential | Non-Incentive | 3 - Installed | 2022-04-26 | 2022-05-18 | 2022-08-05 | 20367 | 2000 | ICON POWER | Purchase
UNSEDG-06795 | 86406 | PV (Photovoltaic) | 10 | 17759 | Residential | Non-Incentive | 3 - Installed | 2022-04-29 | 2022-05-19 | 2022-08-05 | 45064.08 | 2000 | Our World Energy | Purchase
UNSEDG-06864 | 86406 | PV (Photovoltaic) | 4.56 | 8494 | Residential | Non-Incentive | 3 - Installed | 2022-05-10 | 2022-05-23 | 2022-08-05 | 13680 | 3000 | Mohave Solar | Purchase
UNSEDG-06894 | 86401 | PV (Photovoltaic) | 10.585 | 17970 | Residential | Non-Incentive | 3 - Installed | 2022-05-12 | 2022-05-24 | 2022-08-05 | 47114.39 | 9422.87 | ABP Electrical | Purchase
UNSEDG-06988 | 86406 | PV (Photovoltaic) | 8.36 | 15426 | Residential | Non-Incentive | 3 - Installed | 2022-05-24 | 2022-06-08 | 2022-08-05 | 30560 | 6112 | HAVASU SOLAR | Purchase
UNSEDG-07063 | 86404 | PV (Photovoltaic) | 8.36 | 15489 | Residential | Non-Incentive | 3 - Installed | 2022-06-01 | 2022-06-09 | 2022-08-05 | 20694 | 4138.8 | HAVASU SOLAR | Purchase
UNSEDG-07083 | 86403 | PV (Photovoltaic) | 8.76 | 16523 | Residential | Non-Incentive | 3 - Installed | 2022-06-03 | 2022-06-06 | 2022-08-05 | 38047.88 | 7609.58 | ABP Electrical | Purchase
UNSEDG-07131 | 86404 | PV (Photovoltaic) | 25.55 | 47269 | Residential | Non-Incentive | 3 - Installed | 2022-06-09 | 2022-06-28 | 2022-08-05 | 0 | 0 | RG Electric | Purchase
UNSEDG-05428 | 85648 | PV (Photovoltaic) | 17.75 | 28862 | Residential | Non-Incentive | 3 - Installed | 2021-08-10 | 2021-08-16 | 2022-08-08 | 57988 | 2500 | Freedom Forever | Purchase
UNSEDG-06257 | 85648 | PV (Photovoltaic) | 10.65 | 18061 | Residential | Non-Incentive | 3 - Installed | 2022-02-08 | 2022-03-16 | 2022-08-08 | 74310.09 | 4000 | Southwest Electric, Inc. | Purchase
UNSEDG-06664 | 86401 | PV (Photovoltaic) | 5.76 | 9358 | Residential | Non-Incentive | 3 - Installed | 2022-04-18 | 2022-05-23 | 2022-08-08 | 35024.66 | 5000 | On Point Solar Power | Purchase
UNSEDG-06669 | 85648 | PV (Photovoltaic) | 7.37 | 11826 | Residential | Non-Incentive | 3 - Installed | 2022-04-18 | 2022-05-23 | 2022-08-08 | 44306.13 | 2500 | Freedom Forever | Purchase
UNSEDG-06788 | 86406 | PV (Photovoltaic) | 11.85 | 19999 | Residential | Non-Incentive | 3 - Installed | 2022-04-29 | 2022-05-19 | 2022-08-08 | 38400 | 2000 | Our World Energy | Purchase
UNSEDG-06951 | 85646 | PV (Photovoltaic) | 9.12 | 16339 | Residential | Non-Incentive | 3 - Installed | 2022-05-19 | 2022-05-27 | 2022-08-08 | 27072 | 5414 | Net Zero Solar LLC | Purchase
UNSEDG-07099 | 86401 | PV (Photovoltaic) | 7.22 | 14224 | Residential | Non-Incentive | 3 - Installed | 2022-06-06 | 2022-06-06 | 2022-08-08 | 20500 | 1000 | Angle Solar | Purchase
UNSEDG-07128 | 86403 | PV (Photovoltaic) | 12.41 | 22460 | Residential | Non-Incentive | 3 - Installed | 2022-06-08 | 2022-06-10 | 2022-08-08 | 46588.22 | 9317.64 | ABP Electrical | Purchase
UNSEDG-07221 | 86406 | PV (Photovoltaic) | 12.099 | 20701 | Residential | Non-Incentive | 3 - Installed | 2022-06-22 | 2022-06-27 | 2022-08-08 | 43647 | 8729.4 | Esmay Electric, Inc | Purchase
UNSEDG-07226 | 86401 | PV (Photovoltaic) | 9.8 | 18060 | Residential | Non-Incentive | 3 - Installed | 2022-06-23 | 2022-06-24 | 2022-08-08 | 28975 | 2000 | ICON POWER | Purchase
UNSEDG-07258 | 86401 | PV (Photovoltaic) | 7.6 | 13757 | Residential | Non-Incentive | 3 - Installed | 2022-06-27 | 2022-06-28 | 2022-08-08 | 36837 | 2000 | Our World Energy | Purchase
UNSEDG-07295 | 86401 | PV (Photovoltaic) | 8 | 15109 | Residential | Non-Incentive | 3 - Installed | 2022-07-01 | 2022-07-05 | 2022-08-08 | 38768.61 | 2500 | Titan Solar Power | Purchase
UNSEDG-07186 | 86401 | PV (Photovoltaic) | 7.77 | 13133 | Residential | Non-Incentive | 3 - Installed | 2022-06-20 | 2022-06-20 | 2022-08-09 | 29646 | 8893.8 | SunUp America | Purchase
UNSEDG-05348 | 86404 | PV (Photovoltaic) | 11.4 | 20720 | Residential | Non-Incentive | 3 - Installed | 2021-07-19 | 2022-08-05 | 2022-08-10 | 28000 | 10000 | Mohave Solar | Purchase
UNSEDG-05376 | 86413 | PV (Photovoltaic) | 9.62 | 17806 | Residential | Non-Incentive | 3 - Installed | 2021-07-28 | 2021-12-03 | 2022-08-10 | 36125 | 10837.5 | SUNUP AMERICA | Purchase
UNSEDG-05854 | 86413 | PV (Photovoltaic) | 12.92 | 21783 | Residential | Non-Incentive | 3 - Installed | 2021-11-16 | 2022-01-20 | 2022-08-10 | 73853 | 2000 | Our World Energy | Purchase
UNSEDG-05952 | 86404 | PV (Photovoltaic) | 11.06 | 20223 | Residential | Non-Incentive | 3 - Installed | 2021-12-06 | 2021-12-29 | 2022-08-10 | 51780 | 2500 | Titan Solar Power | Purchase
UNSEDG-06137 | 86404 | PV (Photovoltaic) | 13.6 | 22448 | Residential | Non-Incentive | 3 - Installed | 2022-01-20 | 2022-02-14 | 2022-08-10 | 54770.17 | 2000 | Our World Energy | Purchase
UNSEDG-06166 | 86413 | PV (Photovoltaic) | 4.44 | 8251 | Residential | Non-Incentive | 3 - Installed | 2022-01-26 | 2022-02-19 | 2022-08-10 | 25500 | 7650 | SunUp America | Purchase
UNSEDG-06820 | 86413 | PV (Photovoltaic) | 10.4 | 19010 | Residential | Non-Incentive | 3 - Installed | 2022-05-04 | 2022-05-20 | 2022-08-10 | 42156 | 2000 | Our World Energy | Purchase
UNSEDG-06866 | 86403 | PV (Photovoltaic) | 7.6 | 14157 | Residential | Non-Incentive | 3 - Installed | 2022-05-10 | 2022-05-25 | 2022-08-10 | 30475 | 10000 | Mohave Solar | Purchase
UNSEDG-06890 | 86413 | PV (Photovoltaic) | 8.2 | 15332 | Residential | Non-Incentive | 3 - Installed | 2022-05-12 | 2022-05-23 | 2022-08-10 | 37009.84 | 7401.97 | Esmay Electric, Inc | Purchase
UNSEDG-06906 | 86406 | PV (Photovoltaic) | 10.95 | 19479 | Residential | Non-Incentive | 3 - Installed | 2022-05-16 | 2022-05-25 | 2022-08-10 | 44015.36 | 4000 | Southwest Electric, Inc. | Purchase
UNSEDG-06917 | 86406 | PV (Photovoltaic) | 17.48 | 32562 | Residential | Non-Incentive | 3 - Installed | 2022-05-17 | 2022-05-26 | 2022-08-10 | 46521 | 10000 | Mohave Solar | Purchase
UNSEDG-06921 | 86404 | PV (Photovoltaic) | 15.6 | 28916 | Residential | Non-Incentive | 3 - Installed | 2022-05-17 | 2022-05-26 | 2022-08-10 | 48930 | 9930 | Streamline Solar Power Systems LLC | Purchase
UNSEDG-07038 | 86406 | PV (Photovoltaic) | 8.69 | 15559 | Residential | Non-Incentive | 3 - Installed | 2022-05-31 | 2022-06-02 | 2022-08-10 | 37709 | 1000 | SunLink Energy LLC | Purchase
UNSEDG-07064 | 86409 | PV (Photovoltaic) | 6.84 | 13442 | Residential | Non-Incentive | 3 - Installed | 2022-06-01 | 2022-06-02 | 2022-08-10 | 22877 | 4575.4 | HAVASU SOLAR | Purchase
UNSEDG-05504 | 86403 | PV (Photovoltaic) | 14.35 | 26011 | Residential | Non-Incentive | 3 - Installed | 2021-08-31 | 2021-11-03 | 2022-08-11 | 54198.51 | 4198.51 | AZ Sun Services | Purchase
UNSEDG-06865 | 86404 | PV (Photovoltaic) | 10.64 | 19820 | Residential | Non-Incentive | 3 - Installed | 2022-05-10 | 2022-05-25 | 2022-08-11 | 50000 | 10000 | Mohave Solar | Purchase
UNSEDG-07185 | 86441 | PV (Photovoltaic) | 9.88 | 18208 | Residential | Non-Incentive | 3 - Installed | 2022-06-18 | 2022-06-20 | 2022-08-11 | 23966 | 4793.2 | HAVASU SOLAR | Purchase
UNSEDG-05641 | 86403 | PV (Photovoltaic) | 10.35 | 18667 | Residential | Non-Incentive | 3 - Installed | 2021-09-28 | 2021-10-08 | 2022-08-12 | 29280 | 5856 | Esmay Electric, Inc | Purchase
UNSEDG-06189 | 86406 | PV (Photovoltaic) | 3.6 | 6358 | Residential | Non-Incentive | 3 - Installed | 2022-01-28 | 2022-02-21 | 2022-08-12 | 16497.71 | 2000 | Our World Energy | Purchase
UNSEDG-06214 | 86406 | PV (Photovoltaic) | 7.6 | 10685 | Residential | Non-Incentive | 3 - Installed | 2022-02-02 | 2022-03-10 | 2022-08-12 | 30793.36 | 2000 | Our World Energy | Purchase
UNSEDG-06592 | 86406 | PV (Photovoltaic) | 9.25 | 16116 | Residential | Non-Incentive | 3 - Installed | 2022-04-08 | 2022-05-04 | 2022-08-12 | 31000 | 9300 | SunUp America | Purchase
UNSEDG-06715 | 86401 | PV (Photovoltaic) | 6.8 | 11186 | Residential | Non-Incentive | 3 - Installed | 2022-04-22 | 2022-05-17 | 2022-08-12 | 36535 | 2000 | Our World Energy | Purchase
UNSEDG-06718 | 86409 | PV (Photovoltaic) | 3.16 | 5230 | Residential | Non-Incentive | 3 - Installed | 2022-04-22 | 2022-05-17 | 2022-08-12 | 16214 | 2000 | Our World Energy | Purchase
UNSEDG-06954 | 86403 | PV (Photovoltaic) | 8 | 11254 | Residential | Non-Incentive | 3 - Installed | 2022-05-20 | 2022-05-27 | 2022-08-12 | 35571.45 | 2000 | Our World Energy | Purchase
UNSEDG-06980 | 86406 | PV (Photovoltaic) | 16 | 27356 | Residential | Non-Incentive | 3 - Installed | 2022-05-24 | 2022-05-27 | 2022-08-12 | 49520 | 17520 | Streamline Solar Power Systems, LLC | Purchase
UNSEDG-06985 | 86404 | PV (Photovoltaic) | 21.28 | 38671 | Residential | Non-Incentive | 3 - Installed | 2022-05-24 | 2022-05-27 | 2022-08-12 | 70172 | 14034.4 | HAVASU SOLAR | Purchase
UNSEDG-06997 | 86401 | PV (Photovoltaic) | 6.6 | 12686 | Residential | Non-Incentive | 3 - Installed | 2022-05-25 | 2022-05-31 | 2022-08-12 | 32748.88 | 4000 | Southwest Electric, Inc. | Purchase
UNSEDG-07027 | 86401 | PV (Photovoltaic) | 15.54 | 26480 | Residential | Non-Incentive | 3 - Installed | 2022-05-31 | 2022-06-02 | 2022-08-12 | 50110 | 10000 | Streamline Solar Power Systems, LLC | Purchase
UNSEDG-07047 | 86401 | PV (Photovoltaic) | 11.1 | 19852 | Residential | Non-Incentive | 3 - Installed | 2022-06-01 | 2022-06-02 | 2022-08-12 | 44779 | 13433.7 | SunUp America | Purchase
UNSEDG-07058 | 86404 | PV (Photovoltaic) | 13.68 | 23124 | Residential | Non-Incentive | 3 - Installed | 2022-06-01 | 2022-06-02 | 2022-08-12 | 61144 | 12228.8 | HAVASU SOLAR | Purchase
UNSEDG-07066 | 86403 | PV (Photovoltaic) | 10.22 | 18942 | Residential | Non-Incentive | 3 - Installed | 2022-06-01 | 2022-06-03 | 2022-08-12 | 44384.44 | 8876.89 | ABP Electrical | Purchase
UNSEDG-07087 | 86406 | PV (Photovoltaic) | 11.4 | 21236 | Residential | Non-Incentive | 3 - Installed | 2022-06-06 | 2022-06-06 | 2022-08-12 | 31080 | 10000 | Mohave Solar | Purchase
UNSEDG-07211 | 86401 | PV (Photovoltaic) | 6 | 10216 | Residential | Non-Incentive | 3 - Installed | 2022-06-22 | 2022-06-23 | 2022-08-12 | 33940 | 2500 | Titan Solar Power | Purchase
UNSEDG-07267 | 86401 | PV (Photovoltaic) | 6 | 11332 | Residential | Non-Incentive | 3 - Installed | 2022-06-28 | 2022-06-30 | 2022-08-12 | 29580 | 2000 | Our World Energy | Purchase
UNSEDG-05914 | 86403 | PV (Photovoltaic) | 13.6 | 22686 | Residential | Non-Incentive | 3 - Installed | 2021-11-30 | 2021-12-16 | 2022-08-15 | 62324.68 | 2000 | Our World Energy | Purchase
UNSEDG-06427 | 86403 | PV (Photovoltaic) | 8 | 14357 | Residential | Non-Incentive | 3 - Installed | 2022-03-11 | 2022-03-30 | 2022-08-15 | 37994.57 | 2000 | Our World Energy | Purchase
UNSEDG-06493 | 86401 | PV (Photovoltaic) | 6.24 | 12219 | Residential | Non-Incentive | 3 - Installed | 2022-03-23 | 2022-04-20 | 2022-08-15 | 19000 | 1000 | Angle Solar | Purchase
UNSEDG-06806 | 86409 | PV (Photovoltaic) | 4.46 | 7520 | Residential | Non-Incentive | 3 - Installed | 2022-05-03 | 2022-05-20 | 2022-08-15 | 16295 | 2500 | Titan Solar Power | Purchase
UNSEDG-06924 | 86406 | PV (Photovoltaic) | 11.6 | 20711 | Residential | Non-Incentive | 3 - Installed | 2022-05-17 | 2022-05-26 | 2022-08-15 | 27615 | 5000 | Streamline Solar Power Systems, LLC | Purchase
UNSEDG-07012 | 86404 | PV (Photovoltaic) | 9.775 | 17136 | Residential | Non-Incentive | 3 - Installed | 2022-05-27 | 2022-06-20 | 2022-08-15 | 40438 | 8087.6 | Esmay Electric, Inc | Purchase
UNSEDG-07055 | 86404 | PV (Photovoltaic) | 9.99 | 17180 | Residential | Non-Incentive | 3 - Installed | 2022-06-01 | 2022-06-03 | 2022-08-15 | 41024 | 12307.2 | SunUp America | Purchase
UNSEDG-07062 | 86406 | PV (Photovoltaic) | 15.2 | 26696 | Residential | Non-Incentive | 3 - Installed | 2022-06-01 | 2022-06-02 | 2022-08-15 | 59295 | 11859 | HAVASU SOLAR | Purchase
UNSEDG-07082 | 86404 | PV (Photovoltaic) | 19.38 | 35619 | Residential | Non-Incentive | 3 - Installed | 2022-06-03 | 2022-06-06 | 2022-08-15 | 94405 | 18881 | HAVASU SOLAR | Purchase
UNSEDG-07254 | 86409 | PV (Photovoltaic) | 7.6 | 13674 | Residential | Non-Incentive | 3 - Installed | 2022-06-27 | 2022-06-28 | 2022-08-15 | 33769.38 | 2500 | Titan Solar Power | Purchase
UNSEDG-07004 | 86404 | PV (Photovoltaic) | 11.1 | 19388 | Residential | Non-Incentive | 3 - Installed | 2022-05-26 | 2022-05-31 | 2022-08-16 | 45675 | 13702.5 | SunUp America | Purchase
UNSEDG-07061 | 86406 | PV (Photovoltaic) | 22.42 | 40911 | Residential | Non-Incentive | 3 - Installed | 2022-06-01 | 2022-06-06 | 2022-08-16 | 75000 | 15000 | HAVASU SOLAR | Purchase
UNSEDG-05435 | 86409 | PV (Photovoltaic) | 9.92 | 18545 | Residential | Non-Incentive | 3 - Installed | 2021-08-13 | 2021-08-18 | 2022-08-17 | 33250 | 9975 | SunUp America | Purchase
UNSEDG-06333 | 85648 | PV (Photovoltaic) | 12.95 | 23559 | Residential | Non-Incentive | 3 - Installed | 2022-02-21 | 2022-03-29 | 2022-08-17 | 37005 | 2500 | Freedom Forever | Purchase
UNSEDG-06383 | 85648 | PV (Photovoltaic) | 7.2 | 12469 | Residential | Non-Incentive | 3 - Installed | 2022-03-01 | 2022-03-16 | 2022-08-17 | 35874.13 | 10000 | On Point Solar Power | Purchase
UNSEDG-06464 | 86409 | PV (Photovoltaic) | 8.03 | 15978 | Residential | Non-Incentive | 3 - Installed | 2022-03-17 | 2022-04-07 | 2022-08-17 | 31656.5 | 2000 | Icon Power | Purchase
UNSEDG-06968 | 86440 | PV (Photovoltaic) | 8.14 | 13110 | Residential | Non-Incentive | 3 - Installed | 2022-05-23 | 2022-05-27 | 2022-08-17 | 34000 | 10200 | SunUp America | Purchase
UNSEDG-06977 | 86401 | PV (Photovoltaic) | 14.4 | 23936 | Residential | Non-Incentive | 3 - Installed | 2022-05-24 | 2022-05-27 | 2022-08-17 | 46800 | 11800 | Streamline Solar Power Systems LLC | Purchase
UNSEDG-07011 | 86426 | PV (Photovoltaic) | 3.924 | 6887 | Residential | Non-Incentive | 3 - Installed | 2022-05-27 | 2022-05-31 | 2022-08-17 | 12282.12 | 2456.42 | Esmay Electric, Inc | Purchase
UNSEDG-07026 | 86401 | PV (Photovoltaic) | 5.2 | 8444 | Residential | Non-Incentive | 3 - Installed | 2022-05-31 | 2022-06-02 | 2022-08-17 | 18975 | 2500 | Titan Solar Power | Purchase
UNSEDG-07103 | 86409 | PV (Photovoltaic) | 5.55 | 9045 | Residential | Non-Incentive | 3 - Installed | 2022-06-06 | 2022-06-06 | 2022-08-17 | 28900 | 8670 | SunUp America | Purchase
UNSEDG-07165 | 86406 | PV (Photovoltaic) | 16.34 | 26412 | Residential | Non-Incentive | 3 - Installed | 2022-06-15 | 2022-06-20 | 2022-08-17 | 57614 | 11522.8 | HAVASU SOLAR | Purchase
UNSEDG-07184 | 86401 | PV (Photovoltaic) | 5.32 | 10374 | Residential | Non-Incentive | 3 - Installed | 2022-06-17 | 2022-06-20 | 2022-08-17 | 19000 | 1000 | Angle Solar | Purchase
UNSEDG-06319 | 86444 | PV (Photovoltaic) | 11.84 | 20722 | Residential | Non-Incentive | 3 - Installed | 2022-02-17 | 2022-04-01 | 2022-08-18 | 45300 | 13590 | SunUp America | Purchase
UNSEDG-06598 | 86409 | PV (Photovoltaic) | 4.76 | 9385 | Residential | Non-Incentive | 3 - Installed | 2022-04-11 | 2022-05-06 | 2022-08-18 | 26579.43 | 2000 | ICON POWER | Purchase
UNSEDG-06960 | 86401 | PV (Photovoltaic) | 6.08 | 11816 | Residential | Non-Incentive | 3 - Installed | 2022-05-20 | 2022-06-02 | 2022-08-18 | 17024 | 2500 | VECTOR ENERGY LLC DBA FUSION POWER CO | Purchase
UNSEDG-07013 | 86406 | PV (Photovoltaic) | 15.725 | 28098 | Residential | Non-Incentive | 3 - Installed | 2022-05-27 | 2022-05-31 | 2022-08-18 | 63730 | 12746 | Esmay Electric, Inc | Purchase
UNSEDG-07053 | 86406 | PV (Photovoltaic) | 13.68 | 25483 | Residential | Non-Incentive | 3 - Installed | 2022-06-01 | 2022-06-02 | 2022-08-18 | 36200 | 10000 | Mohave Solar | Purchase
UNSEDG-07135 | 86403 | PV (Photovoltaic) | 19.71 | 34318 | Residential | Non-Incentive | 3 - Installed | 2022-06-09 | 2022-06-13 | 2022-08-18 | 82293 | 16458.6 | ABP Electrical | Purchase
UNSEDG-07200 | 86406 | PV (Photovoltaic) | 5.84 | 10876 | Residential | Non-Incentive | 3 - Installed | 2022-06-21 | 2022-06-23 | 2022-08-18 | 29580 | 5916 | ABP Electrical | Purchase
UNSEDG-06670 | 86401 | PV (Photovoltaic) | 20.8 | 37355 | Residential | Non-Incentive | 3 - Installed | 2022-04-19 | 2022-05-11 | 2022-08-19 | 74250 | 26000 | Streamline Solar Power Systems, LLC | Purchase
UNSEDG-06791 | 86403 | PV (Photovoltaic) | 13.2 | 22105 | Residential | Non-Incentive | 3 - Installed | 2022-04-29 | 2022-05-19 | 2022-08-19 | 60414.03 | 2000 | Our World Energy | Purchase
UNSEDG-06971 | 86403 | PV (Photovoltaic) | 15.695 | 26468 | Residential | Non-Incentive | 3 - Installed | 2022-05-23 | 2022-05-27 | 2022-08-19 | 74784.45 | 4000 | Southwest Electric, Inc. | Purchase
UNSEDG-07036 | 86404 | PV (Photovoltaic) | 4.38 | 7983 | Residential | Non-Incentive | 3 - Installed | 2022-05-31 | 2022-06-02 | 2022-08-19 | 15544.12 | 4000 | Southwest Electric, Inc. | Purchase
UNSEDG-06392 | 85648 | PV (Photovoltaic) | 8 | 14216 | Residential | Non-Incentive | 3 - Installed | 2022-03-03 | 2022-06-13 | 2022-08-22 | 36820 | 11046 | SOLAR SOLUTION AZ | Purchase
UNSEDG-06777 | 85648 | PV (Photovoltaic) | 9.2 | 14363 | Residential | Non-Incentive | 3 - Installed | 2022-04-28 | 2022-05-19 | 2022-08-22 | 23920 | 7176 | Saguaro Solar Electric | Purchase
UNSEDG-06283 | 86404 | PV (Photovoltaic) | 7.6 | 13470 | Residential | Non-Incentive | 3 - Installed | 2022-02-11 | 2022-03-10 | 2022-08-24 | 32780.03 | 2000 | Our World Energy | Purchase
UNSEDG-06500 | 86406 | PV (Photovoltaic) | 13.2 | 24287 | Residential | Non-Incentive | 3 - Installed | 2022-03-24 | 2022-04-20 | 2022-08-24 | 64500 | 2500 | Titan Solar Power | Purchase
UNSEDG-06519 | 86406 | PV (Photovoltaic) | 14.4 | 25437 | Residential | Non-Incentive | 3 - Installed | 2022-03-28 | 2022-04-20 | 2022-08-24 | 44880 | 4000 | Streamline Solar Power Systems, LLC | Purchase
UNSEDG-06584 | 86413 | PV (Photovoltaic) | 17.38 | 31828 | Residential | Non-Incentive | 3 - Installed | 2022-04-07 | 2022-05-03 | 2022-08-24 | 44439 | 8887.8 | HAVASU SOLAR | Purchase
UNSEDG-06666 | 86413 | PV (Photovoltaic) | 4.95 | 8880 | Residential | Non-Incentive | 3 - Installed | 2022-04-18 | 2022-06-01 | 2022-08-24 | 21211 | 2500 | Freedom Forever | Purchase
UNSEDG-07075 | 86406 | PV (Photovoltaic) | 9.49 | 17347 | Residential | Non-Incentive | 3 - Installed | 2022-06-02 | 2022-06-06 | 2022-08-24 | 42602.37 | 8520.47 | ABP Electrical | Purchase
UNSEDG-07095 | 86404 | PV (Photovoltaic) | 11.68 | 22264 | Residential | Non-Incentive | 3 - Installed | 2022-06-06 | 2022-06-06 | 2022-08-24 | 50775.25 | 4000 | Southwest Electric, Inc. | Purchase
UNSEDG-07143 | 86406 | PV (Photovoltaic) | 10.5 | 18595 | Residential | Non-Incentive | 3 - Installed | 2022-06-10 | 2022-06-13 | 2022-08-24 | 32825 | 6565 | Esmay Electric, Inc | Purchase
UNSEDG-07189 | 86409 | PV (Photovoltaic) | 9.6 | 18667 | Residential | Non-Incentive | 3 - Installed | 2022-06-20 | 2022-06-21 | 2022-08-24 | 45415.02 | 2500 | Titan Solar Power | Purchase
UNSEDG-07265 | 86401 | PV (Photovoltaic) | 4.8 | 9113 | Residential | Non-Incentive | 3 - Installed | 2022-06-28 | 2022-06-28 | 2022-08-24 | 19500 | 2500 | Titan Solar Power | Purchase
UNSEDG-07300 | 86406 | PV (Photovoltaic) | 11.88 | 20494 | Residential | Non-Incentive | 3 - Installed | 2022-07-05 | 2022-07-05 | 2022-08-24 | 39985 | 11995.5 | SunUp America | Purchase
UNSEDG-07472 | 86409 | PV (Photovoltaic) | 5.7 | 11040 | Residential | Non-Incentive | 3 - Installed | 2022-07-28 | 2022-08-09 | 2022-08-24 | 17809 | 3561.8 | HAVASU SOLAR | Purchase
UNSEDG-06127 | 86406 | PV (Photovoltaic) | 16.8 | 30404 | Residential | Non-Incentive | 3 - Installed | 2022-01-19 | 2022-02-11 | 2022-08-25 | 60658.24 | 2000 | Our World Energy | Purchase
UNSEDG-06198 | 85648 | PV (Photovoltaic) | 8.16 | 9848 | Residential | Non-Incentive | 3 - Installed | 2022-02-01 | 2022-06-02 | 2022-08-25 | 33400 | 23380 | Tesla Energy Operations, Inc | Purchase
UNSEDG-07065 | 86406 | PV (Photovoltaic) | 6.84 | 12478 | Residential | Non-Incentive | 3 - Installed | 2022-06-01 | 2022-06-02 | 2022-08-25 | 21904 | 4380.8 | HAVASU SOLAR | Purchase
UNSEDG-07109 | 86403 | PV (Photovoltaic) | 9.88 | 16414 | Residential | Non-Incentive | 3 - Installed | 2022-06-06 | 2022-06-08 | 2022-08-25 | 31639 | 6327.8 | HAVASU SOLAR | Purchase
UNSEDG-07145 | 86401 | PV (Photovoltaic) | 12.8 | 23392 | Residential | Non-Incentive | 3 - Installed | 2022-06-13 | 2022-06-13 | 2022-08-25 | 62432.86 | 2000 | ICON POWER | Purchase
UNSEDG-05814 | 86401 | PV (Photovoltaic) | 3.7 | 6219 | Residential | Non-Incentive | 3 - Installed | 2021-11-05 | 2021-12-01 | 2022-08-26 | 18270.81 | 2500 | Titan Solar Power | Purchase
UNSEDG-06268 | 86401 | PV (Photovoltaic) | 4.4 | 6182 | Residential | Non-Incentive | 3 - Installed | 2022-02-09 | 2022-03-09 | 2022-08-26 | 19139 | 5776.38 |  | Purchase
UNSEDG-06615 | 86401 | PV (Photovoltaic) | 11.6 | 21430 | Residential | Non-Incentive | 3 - Installed | 2022-04-13 | 2022-05-06 | 2022-08-26 | 53531.06 | 2500 | Titan Solar Power | Purchase
UNSEDG-07096 | 86401 | PV (Photovoltaic) | 7.22 | 14224 | Residential | Non-Incentive | 3 - Installed | 2022-06-06 | 2022-06-06 | 2022-08-26 | 20000 | 1500 | Angle Solar | Purchase
UNSEDG-07100 | 86401 | PV (Photovoltaic) | 9.12 | 17924 | Residential | Non-Incentive | 3 - Installed | 2022-06-06 | 2022-06-06 | 2022-08-26 | 30000 | 1000 | Angle Solar | Purchase
UNSEDG-07134 | 86403 | PV (Photovoltaic) | 16.06 | 28098 | Residential | Non-Incentive | 3 - Installed | 2022-06-09 | 2022-06-13 | 2022-08-26 | 49984 | 9996.8 | ABP Electrical | Purchase
UNSEDG-07138 | 86406 | PV (Photovoltaic) | 9.5 | 16695 | Residential | Non-Incentive | 3 - Installed | 2022-06-10 | 2022-06-13 | 2022-08-26 | 31707 | 6341.4 | HAVASU SOLAR | Purchase
UNSEDG-07142 | 86406 | PV (Photovoltaic) | 22.8 | 41741 | Residential | Non-Incentive | 3 - Installed | 2022-06-10 | 2022-06-13 | 2022-08-26 | 80013 | 16002.6 | HAVASU SOLAR | Purchase
UNSEDG-07168 | 86404 | PV (Photovoltaic) | 11.78 | 20525 | Residential | Non-Incentive | 3 - Installed | 2022-06-15 | 2022-06-16 | 2022-08-26 | 50314 | 10062.8 | HAVASU SOLAR | Purchase
UNSEDG-06243 | 86409 | PV (Photovoltaic) | 8 | 15699 | Residential | Non-Incentive | 3 - Installed | 2022-02-04 | 2022-03-16 | 2022-08-29 | 35436.87 | 11130 |  | Purchase
UNSEDG-06506 | 85648 | PV (Photovoltaic) | 10.44 | 18339 | Residential | Non-Incentive | 3 - Installed | 2022-03-25 | 2022-04-29 | 2022-08-29 | 27353 | 8205.9 | Saguaro Solar Electric | Purchase
UNSEDG-06537 | 86403 | PV (Photovoltaic) | 10.4 | 17937 | Residential | Non-Incentive | 3 - Installed | 2022-03-30 | 2022-04-20 | 2022-08-29 | 47183 | 2000 | Our World Energy | Purchase
UNSEDG-06868 | 86404 | PV (Photovoltaic) | 11.02 | 20756 | Residential | Non-Incentive | 3 - Installed | 2022-05-10 | 2022-05-23 | 2022-08-29 | 27854 | 10000 | Mohave Solar | Purchase
UNSEDG-06870 | 86401 | PV (Photovoltaic) | 4.18 | 8150 | Residential | Non-Incentive | 3 - Installed | 2022-05-10 | 2022-05-23 | 2022-08-29 | 15500 | 1000 | Angle Solar | Purchase
UNSEDG-06891 | 86409 | PV (Photovoltaic) | 10 | 16921 | Residential | Non-Incentive | 3 - Installed | 2022-05-12 | 2022-05-24 | 2022-08-29 | 45047.16 | 2500 | Titan Solar Power | Purchase
UNSEDG-06935 | 86401 | PV (Photovoltaic) | 14.6 | 25424 | Residential | Non-Incentive | 3 - Installed | 2022-05-18 | 2022-05-27 | 2022-08-29 | 59287.42 | 29643.71 | GENERATION SOLAR | Purchase
UNSEDG-07009 | 86401 | PV (Photovoltaic) | 5.32 | 10374 | Residential | Non-Incentive | 3 - Installed | 2022-05-26 | 2022-06-02 | 2022-08-29 | 19000 | 1000 | Angle Solar | Purchase
UNSEDG-07111 | 86409 | PV (Photovoltaic) | 7.6 | 14811 | Residential | Non-Incentive | 3 - Installed | 2022-06-07 | 2022-06-27 | 2022-08-29 | 34665.99 | 2000 | ICON POWER | Purchase
UNSEDG-07164 | 86401 | PV (Photovoltaic) | 7.6 | 12921 | Residential | Non-Incentive | 3 - Installed | 2022-06-15 | 2022-06-20 | 2022-08-29 | 38788.57 | 2000 | ICON POWER | Purchase
UNSEDG-07178 | 86401 | PV (Photovoltaic) | 9.99 | 16861 | Residential | Non-Incentive | 3 - Installed | 2022-06-17 | 2022-06-20 | 2022-08-29 | 33000 | 9900 | SunUp America | Purchase
UNSEDG-07183 | 86404 | PV (Photovoltaic) | 8.74 | 16662 | Residential | Non-Incentive | 3 - Installed | 2022-06-17 | 2022-06-27 | 2022-08-29 | 20551 | 4110.2 | HAVASU SOLAR | Purchase
UNSEDG-07207 | 86406 | PV (Photovoltaic) | 10.27 | 18960 | Residential | Non-Incentive | 3 - Installed | 2022-06-21 | 2022-06-23 | 2022-08-30 | 33374 | 6674.8 | HAVASU SOLAR | Purchase
UNSEDG-06606 | 86413 | PV (Photovoltaic) | 14.43 | 25042 | Residential | Non-Incentive | 3 - Installed | 2022-04-12 | 2022-05-09 | 2022-08-31 | 67000 | 20100 | SunUp America | Purchase
UNSEDG-07233 | 86413 | PV (Photovoltaic) | 7.22 | 12152 | Residential | Non-Incentive | 3 - Installed | 2022-06-23 | 2022-06-27 | 2022-08-31 | 24773 | 4954.6 | HAVASU SOLAR | Purchase
UNSEDG-05956 | 85648 | PV (Photovoltaic) | 17 | 29875 | Residential | Non-Incentive | 3 - Installed | 2021-12-06 | 2021-12-29 | 2022-09-01 | 52036 | 2500 | Freedom Forever | Purchase
UNSEDG-06147 | 86406 | PV (Photovoltaic) | 5.6 | 9581 | Residential | Non-Incentive | 3 - Installed | 2022-01-21 | 2022-02-18 | 2022-09-01 | 27663.1 | 2000 | Our World Energy | Purchase
UNSEDG-06250 | 86404 | PV (Photovoltaic) | 10.27 | 17388 | Residential | Non-Incentive | 3 - Installed | 2022-02-07 | 2022-03-07 | 2022-09-01 | 45568 | 10000 | On Point Solar Power | Purchase
UNSEDG-06871 | 86413 | PV (Photovoltaic) | 4.18 | 8150 | Residential | Non-Incentive | 3 - Installed | 2022-05-10 | 2022-05-23 | 2022-09-01 | 15000 | 1000 | Angle Solar | Purchase
UNSEDG-06930 | 86409 | PV (Photovoltaic) | 7.2 | 11979 | Residential | Non-Incentive | 3 - Installed | 2022-05-17 | 2022-05-26 | 2022-09-01 | 16840 | 5052 | Tri State Solar & Wind Corp. | Purchase
UNSEDG-06964 | 85648 | PV (Photovoltaic) | 14.82 | 26242 | Residential | Non-Incentive | 3 - Installed | 2022-05-20 | 2022-06-16 | 2022-09-01 | 54150 | 20000 | Solar Energy Consulting LLC | Purchase
UNSEDG-06981 | 86401 | PV (Photovoltaic) | 5.04 | 9487 | Residential | Non-Incentive | 3 - Installed | 2022-05-24 | 2022-06-02 | 2022-09-01 | 20140 | 4028 | Esmay Electric, Inc | Purchase
UNSEDG-07041 | 86401 | PV (Photovoltaic) | 14 | 27182 | Residential | Non-Incentive | 3 - Installed | 2022-06-01 | 2022-06-02 | 2022-09-01 | 67900.68 | 2000 | ICON POWER | Purchase
UNSEDG-07107 | 86404 | PV (Photovoltaic) | 12.75 | 22022 | Residential | Non-Incentive | 3 - Installed | 2022-06-06 | 2022-06-08 | 2022-09-01 | 51751 | 10350.2 | Esmay Electric, Inc | Purchase
UNSEDG-07155 | 86403 | PV (Photovoltaic) | 10.64 | 19542 | Residential | Non-Incentive | 3 - Installed | 2022-06-14 | 2022-06-20 | 2022-09-01 | 40539 | 8107.8 | HAVASU SOLAR | Purchase
UNSEDG-07159 | 86401 | PV (Photovoltaic) | 9.12 | 11604 | Residential | Non-Incentive | 3 - Installed | 2022-06-14 | 2022-06-16 | 2022-09-01 | 30179 | 6035.8 | HAVASU SOLAR | Purchase
UNSEDG-07170 | 86409 | PV (Photovoltaic) | 10.26 | 12871 | Residential | Non-Incentive | 3 - Installed | 2022-06-15 | 2022-06-20 | 2022-09-01 | 35594 | 7118.8 | HAVASU SOLAR | Purchase
UNSEDG-07187 | 86401 | PV (Photovoltaic) | 9.6 | 18553 | Residential | Non-Incentive | 3 - Installed | 2022-06-20 | 2022-06-21 | 2022-09-01 | 44706.78 | 2500 | Titan Solar Power | Purchase
UNSEDG-07287 | 86403 | PV (Photovoltaic) | 14.82 | 27341 | Residential | Non-Incentive | 3 - Installed | 2022-06-30 | 2022-07-05 | 2022-09-01 | 37184 | 7436.8 | HAVASU SOLAR | Purchase
UNSEDG-07446 | 86404 | PV (Photovoltaic) | 10.45 | 18139 | Residential | Non-Incentive | 3 - Installed | 2022-07-26 | 2022-07-28 | 2022-09-01 | 42812 | 12843.6 | Sunup America | Purchase
UNSEDG-06603 | 85646 | PV (Photovoltaic) | 16.65 | 29611 | Residential | Non-Incentive | 3 - Installed | 2022-04-12 | 2022-05-11 | 2022-09-02 | 82851.21 | 10000 | AZ Sun Services | Purchase
UNSEDG-06675 | 85648 | PV (Photovoltaic) | 5.4 | 8982 | Residential | Non-Incentive | 3 - Installed | 2022-04-19 | 2022-05-13 | 2022-09-02 | 29909.09 | 1242 | Solgen Power LLC | Purchase
UNSEDG-06720 | 86409 | PV (Photovoltaic) | 12 | 23745 | Residential | Non-Incentive | 3 - Installed | 2022-04-22 | 2022-05-17 | 2022-09-02 | 55951.99 | 2500 | Titan Solar Power | Purchase
UNSEDG-06947 | 86406 | PV (Photovoltaic) | 16.35 | 28812 | Residential | Non-Incentive | 3 - Installed | 2022-05-19 | 2022-05-27 | 2022-09-02 | 59225 | 11845 | Esmay Electric, Inc | Purchase
UNSEDG-07133 | 86403 | PV (Photovoltaic) | 11.02 | 21057 | Residential | Non-Incentive | 3 - Installed | 2022-06-09 | 2022-06-16 | 2022-09-02 | 38212 | 7642.4 | HAVASU SOLAR | Purchase
UNSEDG-07223 | 86404 | PV (Photovoltaic) | 8 | 14590 | Residential | Non-Incentive | 3 - Installed | 2022-06-22 | 2022-06-27 | 2022-09-02 | 40463.88 | 8092.78 | ABP Electrical | Purchase
UNSEDG-07346 | 86406 | PV (Photovoltaic) | 10.26 | 18969 | Residential | Non-Incentive | 3 - Installed | 2022-07-12 | 2022-07-19 | 2022-09-02 | 26423 | 5284.6 | HAVASU SOLAR | Purchase
UNSEDG-06264 | 86406 | PV (Photovoltaic) | 12.96 | 22806 | Residential | Non-Incentive | 3 - Installed | 2022-02-09 | 2022-03-09 | 2022-09-06 | 37924.8 | 7524.96 | Esmay Electric, Inc | Purchase
UNSEDG-06490 | 86404 | PV (Photovoltaic) | 11.6 | 19806 | Residential | Non-Incentive | 3 - Installed | 2022-03-23 | 2022-04-18 | 2022-09-06 | 54000 | 2500 | Titan Solar Power | Purchase
UNSEDG-06575 | 85648 | PV (Photovoltaic) | 9.715 | 16482 | Residential | Non-Incentive | 3 - Installed | 2022-04-06 | 2022-05-04 | 2022-09-06 | 39846 | 2500 | Freedom Forever | Purchase
UNSEDG-06640 | 86406 | PV (Photovoltaic) | 9.085 | 16408 | Residential | Non-Incentive | 3 - Installed | 2022-04-14 | 2022-05-11 | 2022-09-06 | 38867.77 | 2000 | Our World Energy | Purchase
UNSEDG-06661 | 86401 | PV (Photovoltaic) | 13.6 | 23738 | Residential | Non-Incentive | 3 - Installed | 2022-04-18 | 2022-05-11 | 2022-09-06 | 61076.09 | 2500 | Titan Solar Power | Purchase
UNSEDG-06778 | 85648 | PV (Photovoltaic) | 7.035 | 13195 | Residential | Non-Incentive | 3 - Installed | 2022-04-28 | 2022-05-19 | 2022-09-06 | 32601 | 2500 | Freedom Forever | Purchase
UNSEDG-07167 | 86404 | PV (Photovoltaic) | 15.2 | 28977 | Residential | Non-Incentive | 3 - Installed | 2022-06-15 | 2022-06-16 | 2022-09-06 | 58782 | 11756.4 | HAVASU SOLAR | Purchase
UNSEDG-07213 | 86401 | PV (Photovoltaic) | 6.8 | 12086 | Residential | Non-Incentive | 3 - Installed | 2022-06-22 | 2022-06-28 | 2022-09-06 | 33780 | 2500 | Titan Solar Power | Purchase
UNSEDG-07242 | 86401 | PV (Photovoltaic) | 8.4 | 14790 | Residential | Non-Incentive | 3 - Installed | 2022-06-24 | 2022-06-27 | 2022-09-06 | 40596.57 | 2000 | Icon Power | Purchase
UNSEDG-07288 | 86406 | PV (Photovoltaic) | 9.5 | 12222 | Residential | Non-Incentive | 3 - Installed | 2022-06-30 | 2022-07-05 | 2022-09-06 | 33058 | 6611.6 | HAVASU SOLAR | Purchase
UNSEDG-06679 | 85646 | PV (Photovoltaic) | 7.56 | 13496 | Residential | Non-Incentive | 3 - Installed | 2022-04-19 | 2022-05-13 | 2022-09-07 | 20976 | 6292.8 | Saguaro Solar Electric | Purchase
UNSEDG-06700 | 86413 | PV (Photovoltaic) | 8.51 | 14350 | Residential | Non-Incentive | 3 - Installed | 2022-04-21 | 2022-05-18 | 2022-09-07 | 34000 | 10200 | SunUp America | Purchase
UNSEDG-06957 | 86403 | PV (Photovoltaic) | 13.2 | 23820 | Residential | Non-Incentive | 3 - Installed | 2022-05-20 | 2022-05-27 | 2022-09-07 | 64338.04 | 2500 | Titan Solar Power | Purchase
UNSEDG-06976 | 86403 | PV (Photovoltaic) | 14.715 | 24133 | Residential | Non-Incentive | 3 - Installed | 2022-05-24 | 2022-05-27 | 2022-09-07 | 56046 | 11209.2 | Esmay Electric, Inc | Purchase
UNSEDG-06978 | 86413 | PV (Photovoltaic) | 12.8 | 21602 | Residential | Non-Incentive | 3 - Installed | 2022-05-24 | 2022-05-27 | 2022-09-07 | 43440 | 13440 | Streamline Solar Power Systems, LLC | Purchase
UNSEDG-06982 | 85648 | PV (Photovoltaic) | 10.5 | 17314 | Residential | Non-Incentive | 3 - Installed | 2022-05-24 | 2022-05-27 | 2022-09-07 | 42875 | 2500 | Freedom Forever | Purchase
UNSEDG-07034 | 86413 | PV (Photovoltaic) | 11.2 | 19539 | Residential | Non-Incentive | 3 - Installed | 2022-05-31 | 2022-06-06 | 2022-09-07 | 33890 | 11490 | Streamline Solar Power Systems, LLC | Purchase
UNSEDG-07240 | 86404 | PV (Photovoltaic) | 7.22 | 13023 | Residential | Non-Incentive | 3 - Installed | 2022-06-24 | 2022-06-27 | 2022-09-07 | 27475 | 5495 | HAVASU SOLAR | Purchase
UNSEDG-07319 | 86406 | PV (Photovoltaic) | 8.74 | 15851 | Residential | Non-Incentive | 3 - Installed | 2022-07-07 | 2022-07-12 | 2022-09-07 | 21588 | 4317.6 | HAVASU SOLAR | Purchase
UNSEDG-07352 | 86403 | PV (Photovoltaic) | 11.47 | 20509 | Residential | Non-Incentive | 3 - Installed | 2022-07-13 | 2022-07-19 | 2022-09-07 | 39082 | 7816.4 | HAVASU SOLAR | Purchase
UNSEDG-06867 | 86406 | PV (Photovoltaic) | 13.68 | 25483 | Residential | Non-Incentive | 3 - Installed | 2022-05-10 | 2022-05-23 | 2022-09-08 | 36650 | 10000 | Mohave Solar | Purchase
UNSEDG-07045 | 86401 | PV (Photovoltaic) | 11.2 | 18309 | Residential | Non-Incentive | 3 - Installed | 2022-06-01 | 2022-06-30 | 2022-09-08 | 59164.29 | 2000 | ICON POWER | Purchase
UNSEDG-07057 | 86406 | PV (Photovoltaic) | 22.04 | 40964 | Residential | Non-Incentive | 3 - Installed | 2022-06-01 | 2022-06-06 | 2022-09-08 | 100000 | 20000 | HAVASU SOLAR | Purchase
UNSEDG-07114 | 86406 | PV (Photovoltaic) | 13.68 | 25483 | Residential | Non-Incentive | 3 - Installed | 2022-06-07 | 2022-06-08 | 2022-09-08 | 41719 | 10000 | Mohave Solar | Purchase
UNSEDG-07232 | 86401 | PV (Photovoltaic) | 6.08 | 10279 | Residential | Non-Incentive | 3 - Installed | 2022-06-23 | 2022-06-27 | 2022-09-08 | 22995 | 4599 | HAVASU SOLAR | Purchase
UNSEDG-07245 | 86401 | PV (Photovoltaic) | 5.32 | 10374 | Residential | Non-Incentive | 3 - Installed | 2022-06-27 | 2022-06-28 | 2022-09-08 | 20000 | 1000 | Angle Solar | Purchase
UNSEDG-07266 | 86404 | PV (Photovoltaic) | 5.7 | 10287 | Residential | Non-Incentive | 3 - Installed | 2022-06-28 | 2022-06-28 | 2022-09-08 | 18929 | 3785.8 | HAVASU SOLAR | Purchase
UNSEDG-07314 | 86409 | PV (Photovoltaic) | 5.7 | 11040 | Residential | Non-Incentive | 3 - Installed | 2022-07-06 | 2022-07-11 | 2022-09-08 | 20376 | 4075.2 | HAVASU SOLAR | Purchase
UNSEDG-07347 | 86401 | PV (Photovoltaic) | 6.84 | 11906 | Residential | Non-Incentive | 3 - Installed | 2022-07-12 | 2022-07-18 | 2022-09-08 | 23504 | 4700.8 | HAVASU SOLAR | Purchase
UNSEDG-06208 | 86401 | PV (Photovoltaic) | 7.2 | 12229 | Residential | Non-Incentive | 3 - Installed | 2022-02-02 | 2022-03-13 | 2022-09-09 | 28295 | 8288.91 | ELEVATION SOLAR LLC | Purchase
UNSEDG-06495 | 86401 | PV (Photovoltaic) | 7.2 | 13476 | Residential | Non-Incentive | 3 - Installed | 2022-03-24 | 2022-05-11 | 2022-09-09 | 28799 | 7199 | Elevation Solar | Purchase
UNSEDG-06504 | 86406 | PV (Photovoltaic) | 8.76 | 14644 | Residential | Non-Incentive | 3 - Installed | 2022-03-24 | 2022-04-20 | 2022-09-09 | 39388.06 | 11816.42 | Pure Energy LLC | Lease
UNSEDG-06873 | 86401 | PV (Photovoltaic) | 4.18 | 8150 | Residential | Non-Incentive | 3 - Installed | 2022-05-10 | 2022-05-23 | 2022-09-09 | 15500 | 1000 | Angle Solar | Purchase
UNSEDG-06918 | 86401 | PV (Photovoltaic) | 9.23 | 15232 | Residential | Non-Incentive | 3 - Installed | 2022-05-17 | 2022-05-26 | 2022-09-09 | 45595 | 2000 | ICON POWER | Purchase
UNSEDG-07150 | 86406 | PV (Photovoltaic) | 10.26 | 18265 | Residential | Non-Incentive | 3 - Installed | 2022-06-14 | 2022-06-15 | 2022-09-09 | 34919 | 6983.8 | HAVASU SOLAR | Purchase
UNSEDG-07515 | 86409 | PV (Photovoltaic) | 7.6 | 14273 | Residential | Non-Incentive | 3 - Installed | 2022-08-04 | 2022-08-11 | 2022-09-09 | 16200 | 4860 | Tri State Solar & Wind Corp. | Purchase
UNSEDG-05989 | 86401 | PV (Photovoltaic) | 11.52 | 19296 | Residential | Non-Incentive | 3 - Installed | 2021-12-14 | 2022-02-02 | 2022-09-12 | 89208.8 | 17841.76 | Esmay Electric, Inc | Purchase
UNSEDG-06580 | 85648 | PV (Photovoltaic) | 7.02 | 12298 | Residential | Non-Incentive | 3 - Installed | 2022-04-06 | 2022-05-04 | 2022-09-12 | 27448 | 5489.6 | Erus Energy | Purchase
UNSEDG-06983 | 86401 | PV (Photovoltaic) | 6.48 | 10396 | Residential | Non-Incentive | 3 - Installed | 2022-05-24 | 2022-05-27 | 2022-09-12 | 33528.57 | 2000 | Icon Power | Purchase
UNSEDG-06998 | 86401 | PV (Photovoltaic) | 7.59 | 14594 | Residential | Non-Incentive | 3 - Installed | 2022-05-25 | 2022-06-23 | 2022-09-12 | 28606 | 4000 | Southwest Electric, Inc. | Purchase
UNSEDG-07105 | 86401 | PV (Photovoltaic) | 13.68 | 25477 | Residential | Non-Incentive | 3 - Installed | 2022-06-06 | 2022-06-13 | 2022-09-12 | 33790 | 6758 | HAVASU SOLAR | Purchase
UNSEDG-06109 | 86409 | PV (Photovoltaic) | 7.02 | 13135 | Residential | Non-Incentive | 3 - Installed | 2022-01-14 | 2022-02-07 | 2022-09-13 | 39278 | 19639 | Solcius LLC | Purchase
UNSEDG-06967 | 86406 | PV (Photovoltaic) | 41.225 | 71171 | Residential | Non-Incentive | 3 - Installed | 2022-05-23 |  | 2022-09-13 | 82450 | 16490 | Esmay Electric, Inc | Purchase
UNSEDG-06986 | 86401 | PV (Photovoltaic) | 9.6 | 17796 | Residential | Non-Incentive | 3 - Installed | 2022-05-24 | 2022-05-27 | 2022-09-13 | 37540 | 2000 | Icon Power | Purchase
UNSEDG-07108 | 86403 | PV (Photovoltaic) | 13.6 | 24090 | Residential | Non-Incentive | 3 - Installed | 2022-06-06 | 2022-06-08 | 2022-09-13 | 55173 | 11034.6 | Esmay Electric, Inc | Purchase
UNSEDG-07237 | 86403 | PV (Photovoltaic) | 16.34 | 29035 | Residential | Non-Incentive | 3 - Installed | 2022-06-24 | 2022-06-28 | 2022-09-13 | 57236 | 11447.2 | HAVASU SOLAR | Purchase
UNSEDG-07248 | 86401 | PV (Photovoltaic) | 6.08 | 11797 | Residential | Non-Incentive | 3 - Installed | 2022-06-27 | 2022-06-28 | 2022-09-13 | 22000 | 1000 | Angle Solar | Purchase
UNSEDG-07364 | 86409 | PV (Photovoltaic) | 12.8 | 23863 | Residential | Non-Incentive | 3 - Installed | 2022-07-14 | 2022-07-21 | 2022-09-13 | 42230 | 16630 | Streamline Solar Power Systems LLC | Purchase
UNSEDG-06247 | 85648 | PV (Photovoltaic) | 6.84 | 11281 | Residential | Non-Incentive | 3 - Installed | 2022-02-07 | 2022-04-04 | 2022-09-14 | 30940.84 | 4000 | Southwest Electric, Inc. | Purchase
UNSEDG-06707 | 86426 | PV (Photovoltaic) | 9.6 | 18297 | Residential | Non-Incentive | 3 - Installed | 2022-04-21 | 2022-05-16 | 2022-09-15 | 41185 | 10296.25 | Elevation Solar | Purchase
UNSEDG-06893 | 86401 | PV (Photovoltaic) | 8.25 | 13750 | Residential | Non-Incentive | 3 - Installed | 2022-05-12 | 2022-05-24 | 2022-09-16 | 40320.24 | 4000 | Southwest Electric, Inc. | Purchase
UNSEDG-06943 | 86401 | PV (Photovoltaic) | 6.39 | 11843 | Residential | Non-Incentive | 3 - Installed | 2022-05-19 | 2022-06-06 | 2022-09-16 | 33407.29 | 2000 | ICON POWER | Purchase
UNSEDG-07269 | 86406 | PV (Photovoltaic) | 16.72 | 30792 | Residential | Non-Incentive | 3 - Installed | 2022-06-28 | 2022-06-30 | 2022-09-16 | 61326 | 12265.2 | HAVASU SOLAR | Purchase
UNSEDG-07284 | 86406 | PV (Photovoltaic) | 16.34 | 29785 | Residential | Non-Incentive | 3 - Installed | 2022-06-30 | 2022-07-01 | 2022-09-16 | 57533 | 11506.6 | HAVASU SOLAR | Purchase
UNSEDG-07332 | 86406 | PV (Photovoltaic) | 6.84 | 12922 | Residential | Non-Incentive | 3 - Installed | 2022-07-11 | 2022-07-20 | 2022-09-16 | 16895 | 3379 | HAVASU SOLAR | Purchase
UNSEDG-07527 | 86401 | PV (Photovoltaic) | 9.48 | 18740 | Residential | Non-Incentive | 3 - Installed | 2022-08-06 | 2022-08-09 | 2022-09-16 | 42073.14 | 2000 | ICON POWER | Purchase
UNSEDG-07587 | 86404 | PV (Photovoltaic) | 19 | 32815 | Residential | Non-Incentive | 3 - Installed | 2022-08-15 | 2022-08-23 | 2022-09-16 | 43130 | 8626 | HAVASU SOLAR | Purchase
UNSEDG-06686 | 86401 | PV (Photovoltaic) | 8.88 | 17477 | Residential | Non-Incentive | 3 - Installed | 2022-04-20 | 2022-05-13 | 2022-09-19 | 21046 | 4209.2 | HAVASU SOLAR | Purchase
UNSEDG-06799 | 86404 | PV (Photovoltaic) | 12.58 | 21347 | Residential | Non-Incentive | 3 - Installed | 2022-05-02 | 2022-05-19 | 2022-09-19 | 31836 | 6367.2 | HAVASU SOLAR | Purchase
UNSEDG-07028 | 86403 | PV (Photovoltaic) | 10.8 | 19754 | Residential | Non-Incentive | 3 - Installed | 2022-05-31 | 2022-06-06 | 2022-09-19 | 35300 | 13540 | Streamline Solar Power Systems, LLC | Purchase
UNSEDG-07073 | 86403 | PV (Photovoltaic) | 10.585 | 17093 | Residential | Non-Incentive | 3 - Installed | 2022-06-02 | 2022-06-06 | 2022-09-19 | 47363.62 | 9472.72 | ABP Electrical | Purchase
UNSEDG-07086 | 86401 | PV (Photovoltaic) | 10.64 | 20559 | Residential | Non-Incentive | 3 - Installed | 2022-06-06 | 2022-06-06 | 2022-09-19 | 28196 | 10000 | Mohave Solar | Purchase
UNSEDG-07304 | 86409 | PV (Photovoltaic) | 6.08 | 11749 | Residential | Non-Incentive | 3 - Installed | 2022-07-05 | 2022-07-06 | 2022-09-19 | 20292 | 4058.4 | HAVASU SOLAR | Purchase
UNSEDG-07329 | 86406 | PV (Photovoltaic) | 9.12 | 16661 | Residential | Non-Incentive | 3 - Installed | 2022-07-11 | 2022-07-18 | 2022-09-19 | 31114 | 6222.8 | HAVASU SOLAR | Purchase
UNSEDG-07341 | 86406 | PV (Photovoltaic) | 14.06 | 20697 | Residential | Non-Incentive | 3 - Installed | 2022-07-11 | 2022-07-19 | 2022-09-19 | 38347 | 7669.4 | HAVASU SOLAR | Purchase
UNSEDG-07380 | 86401 | PV (Photovoltaic) | 5.7 | 9622 | Residential | Non-Incentive | 3 - Installed | 2022-07-18 | 2022-07-21 | 2022-09-19 | 19701 | 3940.2 | HAVASU SOLAR | Purchase
UNSEDG-07382 | 86404 | PV (Photovoltaic) | 5.7 | 10852 | Residential | Non-Incentive | 3 - Installed | 2022-07-18 | 2022-07-21 | 2022-09-19 | 14680 | 2936 | HAVASU SOLAR | Purchase
UNSEDG-07545 | 86404 | PV (Photovoltaic) | 10.54 | 18894 | Residential | Non-Incentive | 3 - Installed | 2022-08-09 | 2022-08-10 | 2022-09-19 | 15000 | 1000 | Streamline Solar Power Systems LLC | Purchase
UNSEDG-05357 | 86404 | PV (Photovoltaic) | 19 | 34533 | Residential | Non-Incentive | 3 - Installed | 2021-07-21 | 2021-07-27 | 2022-09-20 | 56500 | 10000 | Mohave Solar | Purchase
UNSEDG-06388 | 85648 | PV (Photovoltaic) | 3.905 | 6865 | Residential | Non-Incentive | 3 - Installed | 2022-03-02 | 2022-04-06 | 2022-09-20 | 15500 | 4500 | SOLAR GAIN INC. | Purchase
UNSEDG-06671 | 85648 | PV (Photovoltaic) | 6 | 10581 | Residential | Non-Incentive | 3 - Installed | 2022-04-19 | 2022-05-12 | 2022-09-20 | 24600 | 2460 | Erus Energy | Purchase
UNSEDG-06825 | 85648 | PV (Photovoltaic) | 5.92 | 10075 | Residential | Non-Incentive | 3 - Installed | 2022-05-04 | 2022-05-20 | 2022-09-20 | 29528 | 8858.4 | SunUp America | Purchase
UNSEDG-07140 | 85648 | PV (Photovoltaic) | 6.4 | 12051 | Residential | Non-Incentive | 3 - Installed | 2022-06-10 | 2022-06-13 | 2022-09-20 | 31360 | 2000 | Icon Power | Purchase
UNSEDG-07171 | 86406 | PV (Photovoltaic) | 10.26 | 17643 | Residential | Non-Incentive | 3 - Installed | 2022-06-15 | 2022-06-20 | 2022-09-20 | 34243 | 6848.6 | HAVASU SOLAR | Purchase
UNSEDG-07268 | 86406 | PV (Photovoltaic) | 9.6 | 17687 | Residential | Non-Incentive | 3 - Installed | 2022-06-28 | 2022-06-30 | 2022-09-20 | 43728.74 | 8745.75 | ABP Electrical | Purchase
UNSEDG-07303 | 86406 | PV (Photovoltaic) | 10.125 | 18695 | Residential | Non-Incentive | 3 - Installed | 2022-07-05 | 2022-07-06 | 2022-09-20 | 48961.95 | 9792.39 | ABP Electrical | Purchase
UNSEDG-07375 | 86403 | PV (Photovoltaic) | 12.099 | 19871 | Residential | Non-Incentive | 3 - Installed | 2022-07-18 | 2022-07-21 | 2022-09-20 | 47083 | 9416.6 | ESMAY ELECTRIC, INC. | Purchase
UNSEDG-05848 | 86413 | PV (Photovoltaic) | 2.92 | 4971 | Residential | Non-Incentive | 3 - Installed | 2021-11-15 | 2021-11-29 | 2022-09-21 | 17673 | 8836.5 | SOLCIUS LLC | Purchase
UNSEDG-05934 | 86426 | PV (Photovoltaic) | 14.96 | 24194 | Residential | Non-Incentive | 3 - Installed | 2021-12-02 | 2022-01-17 | 2022-09-21 | 59430.14 | 10000 | On Point Solar Power | Purchase
UNSEDG-06545 | 86406 | PV (Photovoltaic) | 16.4 | 28521 | Residential | Non-Incentive | 3 - Installed | 2022-04-01 | 2022-05-25 | 2022-09-21 | 81500 | 2500 | Titan Solar Power | Purchase
UNSEDG-06568 | 86406 | PV (Photovoltaic) | 10.08 | 17609 | Residential | Non-Incentive | 3 - Installed | 2022-04-06 | 2022-05-03 | 2022-09-21 | 38714 | 11614.2 | SunUp America | Purchase
UNSEDG-06597 | 86406 | PV (Photovoltaic) | 6.4 | 11683 | Residential | Non-Incentive | 3 - Installed | 2022-04-11 | 2022-05-06 | 2022-09-21 | 28883 | 2000 | Our World Energy | Purchase
UNSEDG-06648 | 86413 | PV (Photovoltaic) | 6.8 | 13340 | Residential | Non-Incentive | 3 - Installed | 2022-04-17 | 2022-05-11 | 2022-09-21 | 28632 | 7158 | Elevation Solar | Purchase
UNSEDG-06973 | 86406 | PV (Photovoltaic) | 10.36 | 18336 | Residential | Non-Incentive | 3 - Installed | 2022-05-24 | 2022-05-27 | 2022-09-21 | 44279 | 13283.7 | SunUp America | Purchase
UNSEDG-07125 | 86413 | PV (Photovoltaic) | 7.98 | 15690 | Residential | Non-Incentive | 3 - Installed | 2022-06-08 |  | 2022-09-21 | 20551 | 4110.2 | HAVASU SOLAR | Purchase
UNSEDG-07177 | 86404 | PV (Photovoltaic) | 16 | 29452 | Residential | Non-Incentive | 3 - Installed | 2022-06-17 | 2022-06-20 | 2022-09-21 | 37920 | 7584 | HAVASU SOLAR | Purchase
UNSEDG-07201 | 86403 | PV (Photovoltaic) | 10 | 18794 | Residential | Non-Incentive | 3 - Installed | 2022-06-21 | 2022-06-23 | 2022-09-21 | 31890 | 6890 | Streamline Solar Power Systems, LLC | Purchase
UNSEDG-07301 | 86413 | PV (Photovoltaic) | 9 | 16146 | Residential | Non-Incentive | 3 - Installed | 2022-07-05 | 2022-07-07 | 2022-09-21 | 53695 | 16108.5 | SunUp America | Purchase
UNSEDG-07368 | 86403 | PV (Photovoltaic) | 16.8 | 31071 | Residential | Non-Incentive | 3 - Installed | 2022-07-15 | 2022-07-21 | 2022-09-21 | 46872 | 10000 | Moahve Solar | Purchase
UNSEDG-06092 | 86409 | PV (Photovoltaic) | 12.21 | 21292 | Residential | Non-Incentive | 3 - Installed | 2022-01-10 | 2022-02-03 | 2022-09-22 | 43000 | 12900 | Sunup America | Purchase
UNSEDG-06159 | 86406 | PV (Photovoltaic) | 20 | 32416 | Residential | Non-Incentive | 3 - Installed | 2022-01-25 | 2022-02-18 | 2022-09-22 | 83649.2 | 2000 | Our World Energy | Purchase
UNSEDG-07206 | 86406 | PV (Photovoltaic) | 14.7 | 24718 | Residential | Non-Incentive | 3 - Installed | 2022-06-21 | 2022-06-23 | 2022-09-22 | 44925 | 8985 | Esmay Electric, Inc | Purchase
UNSEDG-07256 | 86406 | PV (Photovoltaic) | 10.44 | 18051 | Residential | Non-Incentive | 3 - Installed | 2022-06-27 | 2022-06-28 | 2022-09-22 | 43162 | 12948.6 | SunUp America | Purchase
UNSEDG-07286 | 86404 | PV (Photovoltaic) | 12.54 | 20967 | Residential | Non-Incentive | 3 - Installed | 2022-06-30 | 2022-07-05 | 2022-09-22 | 32402 | 6480.4 | HAVASU SOLAR | Purchase
UNSEDG-07372 | 86404 | PV (Photovoltaic) | 6.84 | 11616 | Residential | Non-Incentive | 3 - Installed | 2022-07-15 | 2022-07-20 | 2022-09-22 | 26404 | 5280.8 | HAVASU SOLAR | Purchase
UNSEDG-07132 | 85648 | PV (Photovoltaic) | 10.27 | 18826 | Residential | Non-Incentive | 3 - Installed | 2022-06-09 | 2022-06-10 | 2022-09-23 | 58485 | 5848 | Inty Power | Purchase
UNSEDG-07322 | 85648 | PV (Photovoltaic) | 9.6 | 14763 | Residential | Non-Incentive | 3 - Installed | 2022-07-07 | 2022-07-12 | 2022-09-23 | 39963 | 2500 | Freedom Forever | Purchase
UNSEDG-06245 | 86409 | PV (Photovoltaic) | 11.16 | 20985 | Residential | Non-Incentive | 3 - Installed | 2022-02-07 | 2022-03-07 | 2022-09-26 | 56515.98 | 4000 | Southwest Electric, Inc. | Purchase
UNSEDG-06517 | 86409 | PV (Photovoltaic) | 9.6 | 18258 | Residential | Non-Incentive | 3 - Installed | 2022-03-28 | 2022-04-18 | 2022-09-26 | 33670 | 3000 | Streamline Solar Power Systems, LLC | Purchase
UNSEDG-06634 | 86406 | PV (Photovoltaic) | 20.9 | 37986 | Residential | Non-Incentive | 3 - Installed | 2022-04-14 | 2022-05-11 | 2022-09-26 | 60000 | 10000 | Mohave Solar | Purchase
UNSEDG-06676 | 86401 | PV (Photovoltaic) | 6.8 | 13321 | Residential | Non-Incentive | 3 - Installed | 2022-04-19 | 2022-05-13 | 2022-09-26 | 35827.19 | 2500 | Titan Solar Power | Purchase
UNSEDG-07115 | 86401 | PV (Photovoltaic) | 4 | 7795 | Residential | Non-Incentive | 3 - Installed | 2022-06-07 | 2022-06-08 | 2022-09-26 | 25891.43 | 2000 | ICON POWER | Purchase
UNSEDG-07195 | 86404 | PV (Photovoltaic) | 19.125 | 34335 | Residential | Non-Incentive | 3 - Installed | 2022-06-20 | 2022-06-21 | 2022-09-26 | 61563 | 12312.6 | Esmay Electric, Inc | Purchase
UNSEDG-07212 | 86401 | PV (Photovoltaic) | 8.8 | 17232 | Residential | Non-Incentive | 3 - Installed | 2022-06-22 | 2022-06-27 | 2022-09-26 | 46032.83 | 2500 | Titan Solar Power | Purchase
UNSEDG-07255 | 86403 | PV (Photovoltaic) | 8.36 | 15608 | Residential | Non-Incentive | 3 - Installed | 2022-06-27 | 2022-06-28 | 2022-09-26 | 28578 | 5715.6 | HAVASU SOLAR | Purchase
UNSEDG-07274 | 86401 | PV (Photovoltaic) | 6.4 | 12434 | Residential | Non-Incentive | 3 - Installed | 2022-06-29 | 2022-06-30 | 2022-09-26 | 31239.48 | 2500 | Titan Solar Power | Purchase
UNSEDG-07276 | 86401 | PV (Photovoltaic) | 4 | 7837 | Residential | Non-Incentive | 3 - Installed | 2022-06-29 | 2022-06-30 | 2022-09-26 | 16053.99 | 2500 | Titan Solar Power | Purchase
UNSEDG-07326 | 86404 | PV (Photovoltaic) | 12.54 | 21447 | Residential | Non-Incentive | 3 - Installed | 2022-07-08 | 2022-07-18 | 2022-09-26 | 44986 | 8997.2 | HAVASU SOLAR | Purchase
UNSEDG-06446 | 86406 | PV (Photovoltaic) | 10.8 | 18760 | Residential | Non-Incentive | 3 - Installed | 2022-03-16 | 2022-04-07 | 2022-09-27 | 31404 | 6280.8 | Esmay Electric, Inc | Purchase
UNSEDG-06447 | 86404 | PV (Photovoltaic) | 8.8 | 16638 | Residential | Non-Incentive | 3 - Installed | 2022-03-16 | 2022-04-05 | 2022-09-27 | 46500 | 2500 | Titan Solar Power | Purchase
UNSEDG-06629 | 86401 | PV (Photovoltaic) | 10.8 | 18267 | Residential | Non-Incentive | 3 - Installed | 2022-04-14 | 2022-05-06 | 2022-09-27 | 54722.38 | 2500 | Titan Solar Power | Purchase
UNSEDG-06994 | 86401 | PV (Photovoltaic) | 7.2 | 13158 | Residential | Non-Incentive | 3 - Installed | 2022-05-25 | 2022-05-31 | 2022-09-27 | 41846.3 | 2500 | Titan Solar Power | Purchase
UNSEDG-07231 | 86406 | PV (Photovoltaic) | 17.6 | 32551 | Residential | Non-Incentive | 3 - Installed | 2022-06-23 | 2022-06-27 | 2022-09-27 | 48400 | 10000 | Mohave Solar | Purchase
UNSEDG-07374 | 86404 | PV (Photovoltaic) | 11.475 | 20701 | Residential | Non-Incentive | 3 - Installed | 2022-07-18 | 2022-07-21 | 2022-09-27 | 46617 | 9323.4 | ESMAY ELECTRIC, INC. | Purchase
UNSEDG-07411 | 86403 | PV (Photovoltaic) | 9.12 | 17446 | Residential | Non-Incentive | 3 - Installed | 2022-07-22 | 2022-07-25 | 2022-09-27 | 26113 | 5222.6 | HAVASU SOLAR | Purchase
UNSEDG-05920 | 86401 | PV (Photovoltaic) | 9.6 | 17987 | Residential | Non-Incentive | 3 - Installed | 2021-12-01 | 2022-01-25 | 2022-09-28 | 17280 | 3168 | Eco Management Systems | Purchase
UNSEDG-05982 | 86401 | PV (Photovoltaic) | 8.28 | 12263 | Residential | Non-Incentive | 3 - Installed | 2021-12-13 | 2022-01-05 | 2022-09-28 | 37536.36 | 1904.4 | Solgen Power | Purchase
UNSEDG-06660 | 85648 | PV (Photovoltaic) | 5.6 | 62 | Residential | Non-Incentive | 3 - Installed | 2022-04-18 | 2022-05-11 | 2022-09-28 | 40348 | 3668 | BIG STAR BUILDERS | Purchase
UNSEDG-06904 | 86409 | PV (Photovoltaic) | 5.11 | 8635 | Residential | Non-Incentive | 3 - Installed | 2022-05-16 | 2022-05-25 | 2022-09-28 | 15330.5 | 7665 | Generation Solar | Purchase
UNSEDG-07179 | 86401 | PV (Photovoltaic) | 4.18 | 8150 | Residential | Non-Incentive | 3 - Installed | 2022-06-17 | 2022-06-20 | 2022-09-28 | 16000 | 1000 | Angle Solar | Purchase
UNSEDG-07180 | 86401 | PV (Photovoltaic) | 4.18 | 8150 | Residential | Non-Incentive | 3 - Installed | 2022-06-17 | 2022-06-20 | 2022-09-28 | 16000 | 1000 | Angle Solar | Purchase
UNSEDG-07214 | 86409 | PV (Photovoltaic) | 4.8 | 8184 | Residential | Non-Incentive | 3 - Installed | 2022-06-22 | 2022-06-23 | 2022-09-28 | 26585.95 | 2500 | Titan Solar Power | Purchase
UNSEDG-07229 | 86404 | PV (Photovoltaic) | 11.2 | 20714 | Residential | Non-Incentive | 3 - Installed | 2022-06-23 | 2022-07-18 | 2022-09-28 | 31248 | 10000 | Mohave Solar | Purchase
UNSEDG-07305 | 86401 | PV (Photovoltaic) | 6.84 | 12927 | Residential | Non-Incentive | 3 - Installed | 2022-07-05 | 2022-07-06 | 2022-09-28 | 22824 | 4564.8 | HAVASU SOLAR | Purchase
UNSEDG-07328 | 86406 | PV (Photovoltaic) | 16.72 | 30143 | Residential | Non-Incentive | 3 - Installed | 2022-07-11 | 2022-07-18 | 2022-09-28 | 59532 | 11906.4 | HAVASU SOLAR | Purchase
UNSEDG-07338 | 86406 | PV (Photovoltaic) | 19.76 | 32920 | Residential | Non-Incentive | 3 - Installed | 2022-07-11 | 2022-07-18 | 2022-09-28 | 70948 | 14189.6 | HAVASU SOLAR | Purchase
UNSEDG-07339 | 86404 | PV (Photovoltaic) | 10.64 | 18714 | Residential | Non-Incentive | 3 - Installed | 2022-07-11 | 2022-07-21 | 2022-09-28 | 35835 | 7167 | HAVASU SOLAR | Purchase
UNSEDG-07636 | 86409 | PV (Photovoltaic) | 10.45 | 17374 | Residential | Non-Incentive | 3 - Installed | 2022-08-18 | 2022-08-23 | 2022-09-28 | 20362 | 6108.6 | Sunup America | Purchase
UNSEDG-06412 | 85648 | PV (Photovoltaic) | 6.93 | 12233 | Residential | Non-Incentive | 3 - Installed | 2022-03-08 | 2022-03-30 | 2022-09-29 | 38750 | 2500 | Freedom Forever | Purchase
UNSEDG-06749 | 86406 | PV (Photovoltaic) | 13.6 | 23631 | Residential | Non-Incentive | 3 - Installed | 2022-04-26 | 2022-05-18 | 2022-09-29 | 34125 | 6825 | Esmay Electric, Inc | Purchase
UNSEDG-07060 | 85648 | PV (Photovoltaic) | 7.035 | 11017 | Residential | Non-Incentive | 3 - Installed | 2022-06-01 | 2022-06-02 | 2022-09-29 | 31310 | 2500 | Freedom Forever | Purchase
UNSEDG-07147 | 85648 | PV (Photovoltaic) | 8.4 | 12856 | Residential | Non-Incentive | 3 - Installed | 2022-06-14 | 2022-06-20 | 2022-09-29 | 17600 | 9000 | Clayco Electric Inc. Solar Specialist | Purchase
UNSEDG-07279 | 85648 | PV (Photovoltaic) | 5.92 | 10576 | Residential | Non-Incentive | 3 - Installed | 2022-06-29 | 2022-07-01 | 2022-09-29 | 17018 | 3403 | Net Zero Solar LLC | Purchase
UNSEDG-07289 | 86406 | PV (Photovoltaic) | 11.4 | 20672 | Residential | Non-Incentive | 3 - Installed | 2022-06-30 | 2022-07-05 | 2022-09-29 | 41426 | 8285.2 | HAVASU SOLAR | Purchase
UNSEDG-07335 | 85648 | PV (Photovoltaic) | 4.8 | 7500 | Residential | Non-Incentive | 3 - Installed | 2022-07-11 | 2022-08-29 | 2022-09-29 | 17072.31 | 2500 | Freedom Forever | Purchase
UNSEDG-07343 | 86404 | PV (Photovoltaic) | 7.6 | 14502 | Residential | Non-Incentive | 3 - Installed | 2022-07-11 | 2022-07-18 | 2022-09-29 | 26446 | 5289.2 | HAVASU SOLAR | Purchase
UNSEDG-06808 | 85646 | PV (Photovoltaic) | 14.235 | 24835 | Residential | Non-Incentive | 3 - Installed | 2022-05-03 | 2022-05-20 | 2022-09-30 | 42060 | 12618 | Saguaro Solar Electric | Purchase
UNSEDG-06297 | 85648 | PV (Photovoltaic) | 12 | 20045 | Residential | Non-Incentive | 3 - Installed | 2022-02-15 | 2022-06-30 | 2022-10-03 | 36125 | 25287.5 | Tesla Energy Operations, Inc | Purchase
UNSEDG-06528 | 85648 | PV (Photovoltaic) | 12.8 | 458 | Residential | Non-Incentive | 3 - Installed | 2022-03-30 | 2022-04-29 | 2022-10-03 | 26840 | 2440 | Big Star Builders Inc. | Purchase
UNSEDG-06811 | 86401 | PV (Photovoltaic) | 9.12 | 17669 | Residential | Non-Incentive | 3 - Installed | 2022-05-03 | 2022-05-20 | 2022-10-03 | 30000 | 1000 | Angle Solar | Purchase
UNSEDG-07124 | 86401 | PV (Photovoltaic) | 6.46 | 12450 | Residential | Non-Incentive | 3 - Installed | 2022-06-08 | 2022-06-09 | 2022-10-03 | 15000 | 3000 | HAVASU SOLAR | Purchase
UNSEDG-07146 | 86401 | PV (Photovoltaic) | 6 | 10204 | Residential | Non-Incentive | 3 - Installed | 2022-06-13 | 2022-06-13 | 2022-10-03 | 31000 | 2500 | Titan Solar Power | Purchase
UNSEDG-07217 | 86401 | PV (Photovoltaic) | 6.4 | 10922 | Residential | Non-Incentive | 3 - Installed | 2022-06-22 | 2022-06-23 | 2022-10-03 | 22735 | 2500 | Titan Solar Power | Purchase
UNSEDG-07317 | 85648 | PV (Photovoltaic) | 8.51 | 14750 | Residential | Non-Incentive | 3 - Installed | 2022-07-07 | 2022-07-12 | 2022-10-03 | 54319.32 | 10319.32 | AZ Sun Services | Purchase
UNSEDG-07336 | 86401 | PV (Photovoltaic) | 7.6 | 14537 | Residential | Non-Incentive | 3 - Installed | 2022-07-11 | 2022-07-15 | 2022-10-03 | 26581 | 5316.2 | HAVASU SOLAR | Purchase
UNSEDG-07402 | 86409 | PV (Photovoltaic) | 5.2 | 8714 | Residential | Non-Incentive | 3 - Installed | 2022-07-21 | 2022-08-10 | 2022-10-03 | 24057.14 | 2000 | ICON POWER | Purchase
UNSEDG-07407 | 86401 | PV (Photovoltaic) | 15.2 | 28904 | Residential | Non-Incentive | 3 - Installed | 2022-07-21 | 2022-07-25 | 2022-10-03 | 38044 | 7608.8 | HAVASU SOLAR | Purchase
UNSEDG-07525 | 86401 | PV (Photovoltaic) | 8 | 13427 | Residential | Non-Incentive | 3 - Installed | 2022-08-06 | 2022-08-11 | 2022-10-03 | 39390.21 | 2000 | ICON POWER | Purchase
UNSEDG-07721 | 86401 | PV (Photovoltaic) | 12.8 | 23457 | Residential | Non-Incentive | 3 - Installed | 2022-08-30 | 2022-09-09 | 2022-10-03 | 25600 | 7680 | Tri State Solar & Wind Corp. | Purchase
UNSEDG-06398 | 86409 | PV (Photovoltaic) | 6.6 | 10590 | Residential | Non-Incentive | 3 - Installed | 2022-03-04 | 2022-03-29 | 2022-10-04 | 35468.26 | 17734.13 | Generation Solar | Purchase
UNSEDG-06688 | 86406 | PV (Photovoltaic) | 12.96 | 21661 | Residential | Non-Incentive | 3 - Installed | 2022-04-20 | 2022-05-13 | 2022-10-04 | 46260 | 13878 | SunUp America | Purchase
UNSEDG-06898 | 86409 | PV (Photovoltaic) | 2.555 | 4323 | Residential | Non-Incentive | 3 - Installed | 2022-05-13 | 2022-05-24 | 2022-10-04 | 12957.5 | 2000 | ICON POWER | Purchase
UNSEDG-06956 | 86409 | PV (Photovoltaic) | 5.55 | 9994 | Residential | Non-Incentive | 3 - Installed | 2022-05-20 | 2022-05-27 | 2022-10-04 | 30975 | 9292.5 | SunUp America | Purchase
UNSEDG-07421 | 86403 | PV (Photovoltaic) | 20.14 | 32998 | Residential | Non-Incentive | 3 - Installed | 2022-07-25 | 2022-08-24 | 2022-10-04 | 69918 | 13983.6 | HAVASU SOLAR | Purchase
UNSEDG-07429 | 86403 | PV (Photovoltaic) | 11.2 | 18805 | Residential | Non-Incentive | 3 - Installed | 2022-07-25 | 2022-07-26 | 2022-10-04 | 29005 | 5801 | HAVASU SOLAR | Purchase
UNSEDG-07447 | 86404 | PV (Photovoltaic) | 4.745 | 8967 | Residential | Non-Incentive | 3 - Installed | 2022-07-26 | 2022-07-27 | 2022-10-04 | 19673.63 | 4000 | Southwest Electric, Inc. | Purchase
UNSEDG-07483 | 86401 | PV (Photovoltaic) | 5.53 | 10962 | Residential | Non-Incentive | 3 - Installed | 2022-08-01 | 2022-08-10 | 2022-10-04 | 29843.69 | 2000 | ICON POWER | Purchase
UNSEDG-07640 | 86403 | PV (Photovoltaic) | 10.45 | 18457 | Residential | Non-Incentive | 3 - Installed | 2022-08-18 | 2022-08-23 | 2022-10-04 | 72459 | 21737.7 | Sunup America | Purchase
UNSEDG-06079 | 85648 | PV (Photovoltaic) | 7.7 | 13679 | Residential | Non-Incentive | 3 - Installed | 2022-01-06 | 2022-02-01 | 2022-10-05 | 42443 | 2500 | Freedom Forever | Purchase
UNSEDG-06145 | 86401 | PV (Photovoltaic) | 8.8 | 16934 | Residential | Non-Incentive | 3 - Installed | 2022-01-21 | 2022-05-25 | 2022-10-05 | 36535 | 9133.75 | Elevation Solar | Purchase
UNSEDG-06817 | 86413 | PV (Photovoltaic) | 6.8 | 11797 | Residential | Non-Incentive | 3 - Installed | 2022-05-04 | 2022-05-20 | 2022-10-05 | 32357.82 | 2000 | ICON | Purchase
UNSEDG-06826 | 86413 | PV (Photovoltaic) | 11.78 | 19885 | Residential | Non-Incentive | 3 - Installed | 2022-05-04 | 2022-05-20 | 2022-10-05 | 28919 | 5783.8 | HAVASU SOLAR | Purchase
UNSEDG-06880 | 86413 | PV (Photovoltaic) | 12.58 | 20216 | Residential | Non-Incentive | 3 - Installed | 2022-05-11 | 2022-05-23 | 2022-10-05 | 45000 | 13500 | SunUp America | Purchase
UNSEDG-06900 | 86413 | PV (Photovoltaic) | 7.505 | 14551 | Residential | Non-Incentive | 3 - Installed | 2022-05-13 | 2022-05-24 | 2022-10-05 | 32650 | 3256 | Inty Power | Purchase
UNSEDG-07025 | 86401 | PV (Photovoltaic) | 10.4 | 19667 | Residential | Non-Incentive | 3 - Installed | 2022-05-31 | 2022-08-18 | 2022-10-05 | 62410 | 10000 | Streamline Solar Power Systems LLC | Purchase
UNSEDG-07172 | 86401 | PV (Photovoltaic) | 11.78 | 21314 | Residential | Non-Incentive | 3 - Installed | 2022-06-15 | 2022-06-20 | 2022-10-05 | 39991 | 7998.2 | HAVASU SOLAR | Purchase
UNSEDG-07174 | 86401 | PV (Photovoltaic) | 6.4 | 12434 | Residential | Non-Incentive | 3 - Installed | 2022-06-16 | 2022-06-20 | 2022-10-05 | 24145 | 2500 | Titan Solar Power | Purchase
UNSEDG-07188 | 86409 | PV (Photovoltaic) | 4.8 | 9306 | Residential | Non-Incentive | 3 - Installed | 2022-06-20 | 2022-06-21 | 2022-10-05 | 25614.45 | 2500 | Titan Solar Power | Purchase
UNSEDG-07489 | 86401 | PV (Photovoltaic) | 4.18 | 8150 | Residential | Non-Incentive | 3 - Installed | 2022-08-01 | 2022-09-01 | 2022-10-05 | 16500 | 1000 | Angle Solar | Purchase
UNSEDG-06344 | 86413 | PV (Photovoltaic) | 4.345 | 7483 | Residential | Non-Incentive | 3 - Installed | 2022-02-23 | 2022-03-14 | 2022-10-06 | 39145.16 | 2500 | Titan Solar Power | Purchase
UNSEDG-06402 | 85646 | PV (Photovoltaic) | 7.6 | 13857 | Residential | Non-Incentive | 3 - Installed | 2022-03-07 | 2022-04-11 | 2022-10-06 | 72243 | 18575.68 | The Solar Store | Purchase
UNSEDG-06911 | 86404 | PV (Photovoltaic) | 8.395 | 15182 | Residential | Non-Incentive | 3 - Installed | 2022-05-16 | 2022-05-25 | 2022-10-06 | 32673.53 | 4000 | Southwest Electric, Inc. | Purchase
UNSEDG-07079 | 85648 | PV (Photovoltaic) | 8.4 | 15386 | Residential | Non-Incentive | 3 - Installed | 2022-06-03 | 2022-06-06 | 2022-10-06 | 40724 | 2000 | Our World Energy | Purchase
UNSEDG-07281 | 86406 | PV (Photovoltaic) | 19.125 | 34521 | Residential | Non-Incentive | 3 - Installed | 2022-06-30 | 2022-07-01 | 2022-10-06 | 77981 | 15596.2 | ESMAY ELECTRIC, INC. | Purchase
UNSEDG-07363 | 86403 | PV (Photovoltaic) | 17.6 | 28006 | Residential | Non-Incentive | 3 - Installed | 2022-07-14 | 2022-07-21 | 2022-10-06 | 54970 | 19770 | Streamline Solar Power Systems, LLC | Purchase
UNSEDG-07386 | 86404 | PV (Photovoltaic) | 22.95 | 39180 | Residential | Non-Incentive | 3 - Installed | 2022-07-19 | 2022-07-22 | 2022-10-06 | 99921 | 19984.2 | ESMAY ELECTRIC, INC. | Purchase
UNSEDG-07397 | 86406 | PV (Photovoltaic) | 13.2 | 22175 | Residential | Non-Incentive | 3 - Installed | 2022-07-20 | 2022-07-22 | 2022-10-06 | 33284 | 6656.8 | HAVASU SOLAR | Purchase
UNSEDG-07405 | 86406 | PV (Photovoltaic) | 13.68 | 22891 | Residential | Non-Incentive | 3 - Installed | 2022-07-21 | 2022-07-26 | 2022-10-06 | 39698.4 | 7939.68 | ESMAY ELECTRIC, INC. | Purchase
UNSEDG-06289 | 85648 | PV (Photovoltaic) | 7.02 | 12447 | Residential | Non-Incentive | 3 - Installed | 2022-02-12 | 2022-03-29 | 2022-10-07 | 28642 | 5728.4 | Erus Energy | Purchase
UNSEDG-06678 | 85648 | PV (Photovoltaic) | 3.6 | 6551 | Residential | Non-Incentive | 3 - Installed | 2022-04-19 | 2022-05-13 | 2022-10-07 | 13000 | 3900 | Saguaro Solar Electric | Purchase
UNSEDG-06745 | 85648 | PV (Photovoltaic) | 5.265 | 54 | Residential | Non-Incentive | 3 - Installed | 2022-04-25 | 2022-05-17 | 2022-10-07 | 41602 | 3782 | Tucson Solar Pros | Purchase
UNSEDG-07068 | 86403 | PV (Photovoltaic) | 5.2 | 8438 | Residential | Non-Incentive | 3 - Installed | 2022-06-02 | 2022-06-02 | 2022-10-07 | 16120 | 2000 | Our World Energy | Purchase
UNSEDG-07230 | 86404 | PV (Photovoltaic) | 13.6 | 25153 | Residential | Non-Incentive | 3 - Installed | 2022-06-23 | 2022-06-27 | 2022-10-07 | 32320 | 10000 | Mohave Solar | Purchase
UNSEDG-07308 | 86401 | PV (Photovoltaic) | 8.8 | 16810 | Residential | Non-Incentive | 3 - Installed | 2022-07-06 | 2022-07-06 | 2022-10-07 | 35173 | 2000 | Our World Energy | Purchase
UNSEDG-07359 | 86406 | PV (Photovoltaic) | 7.98 | 14673 | Residential | Non-Incentive | 3 - Installed | 2022-07-14 | 2022-07-20 | 2022-10-07 | 19711 | 3942.2 | HAVASU SOLAR | Purchase
UNSEDG-07476 | 86406 | PV (Photovoltaic) | 12.4 | 20431 | Residential | Non-Incentive | 3 - Installed | 2022-07-29 | 2022-08-01 | 2022-10-07 | 42061 | 8412.2 | HAVASU SOLAR | Purchase
UNSEDG-07532 | 86403 | PV (Photovoltaic) | 3.75 | 5343 | Residential | Non-Incentive | 3 - Installed | 2022-08-08 | 2022-08-09 | 2022-10-07 | 11406 | 2281.2 | HAVASU SOLAR | Purchase
UNSEDG-07553 | 86406 | PV (Photovoltaic) | 18.9 | 33165 | Residential | Non-Incentive | 3 - Installed | 2022-08-10 | 2022-08-10 | 2022-10-07 | 57675 | 11535 | ESMAY ELECTRIC, INC. | Purchase
UNSEDG-06668 | 86401 | PV (Photovoltaic) | 8.04 | 14978 | Residential | Non-Incentive | 3 - Installed | 2022-04-18 | 2022-05-16 | 2022-10-10 | 29469 | 2500 | Freedom Forever | Purchase
UNSEDG-06697 | 86409 | PV (Photovoltaic) | 11.6 | 22606 | Residential | Non-Incentive | 3 - Installed | 2022-04-21 | 2022-05-13 | 2022-10-10 | 57863.78 | 2500 | Titan Solar Power | Purchase
UNSEDG-06773 | 86409 | PV (Photovoltaic) | 9.875 | 16689 | Residential | Non-Incentive | 3 - Installed | 2022-04-27 | 2022-05-19 | 2022-10-10 | 48164.57 | 4816.46 | Inty Power LLC | Purchase
UNSEDG-06782 | 85648 | PV (Photovoltaic) | 7.92 | 14719 | Residential | Non-Incentive | 3 - Installed | 2022-04-28 | 2022-05-25 | 2022-10-10 | 30240 | 9072 | Saguaro Solar Electric | Purchase
UNSEDG-07277 | 86406 | PV (Photovoltaic) | 14.4 | 25572 | Residential | Non-Incentive | 3 - Installed | 2022-06-29 | 2022-06-30 | 2022-10-10 | 43590 | 14790 | Streamline Solar Power Systems, LLC | Purchase
UNSEDG-07290 | 86401 | PV (Photovoltaic) | 7.22 | 14192 | Residential | Non-Incentive | 3 - Installed | 2022-06-30 | 2022-07-05 | 2022-10-10 | 23000 | 1000 | Angle Solar | Purchase
UNSEDG-07383 | 86403 | PV (Photovoltaic) | 15.6 | 28991 | Residential | Non-Incentive | 3 - Installed | 2022-07-18 | 2022-07-21 | 2022-10-10 | 41592 | 8318.4 | HAVASU SOLAR | Purchase
UNSEDG-07387 | 86401 | PV (Photovoltaic) | 8.74 | 16841 | Residential | Non-Incentive | 3 - Installed | 2022-07-19 | 2022-07-21 | 2022-10-10 | 33223 | 6644.6 | HAVASU SOLAR | Purchase
UNSEDG-07427 | 86409 | PV (Photovoltaic) | 12.16 | 19448 | Residential | Non-Incentive | 3 - Installed | 2022-07-25 | 2022-07-26 | 2022-10-10 | 43287 | 8657.4 | HAVASU SOLAR | Purchase
UNSEDG-07471 | 86403 | PV (Photovoltaic) | 9.12 | 16339 | Residential | Non-Incentive | 3 - Installed | 2022-07-28 | 2022-08-01 | 2022-10-10 | 33141 | 6628.2 | HAVASU SOLAR | Purchase
UNSEDG-07493 | 86401 | PV (Photovoltaic) | 8.4 | 16369 | Residential | Non-Incentive | 3 - Installed | 2022-08-01 | 2022-08-02 | 2022-10-10 | 28035 | 5607 | HAVASU SOLAR | Purchase
UNSEDG-07534 | 86401 | PV (Photovoltaic) | 8.4 | 14094 | Residential | Non-Incentive | 3 - Installed | 2022-08-08 | 2022-08-09 | 2022-10-10 | 47162.86 | 2000 | ICON POWER | Purchase
UNSEDG-07546 | 86403 | PV (Photovoltaic) | 6 | 11289 | Residential | Non-Incentive | 3 - Installed | 2022-08-09 | 2022-08-10 | 2022-10-10 | 20837 | 4167.4 | HAVASU SOLAR | Purchase
UNSEDG-07567 | 86403 | PV (Photovoltaic) | 10.4 | 17904 | Residential | Non-Incentive | 3 - Installed | 2022-08-12 | 2022-08-15 | 2022-10-10 | 34711 | 6942.2 | HAVASU SOLAR | Purchase
UNSEDG-07056 | 86403 | PV (Photovoltaic) | 9.88 | 18455 | Residential | Non-Incentive | 3 - Installed | 2022-06-01 | 2022-06-06 | 2022-10-11 | 32747 | 6549.4 | HAVASU SOLAR | Purchase
UNSEDG-07234 | 86403 | PV (Photovoltaic) | 8.82 | 15203 | Residential | Non-Incentive | 3 - Installed | 2022-06-23 | 2022-06-27 | 2022-10-11 | 27725 | 5545 | Esmay Electric, Inc | Purchase
UNSEDG-07302 | 85648 | PV (Photovoltaic) | 7.2 | 12409 | Residential | Non-Incentive | 3 - Installed | 2022-07-05 | 2022-07-05 | 2022-10-11 | 34342 | 10302.6 | SunUp America | Purchase
UNSEDG-07482 | 86401 | PV (Photovoltaic) | 6.4 | 12255 | Residential | Non-Incentive | 3 - Installed | 2022-07-29 | 2022-08-01 | 2022-10-11 | 24738 | 4947.6 | HAVASU SOLAR | Purchase
UNSEDG-05491 | 85646 | PV (Photovoltaic) | 12.4 | 19972 | Residential | Non-Incentive | 3 - Installed | 2021-08-26 | 2021-10-19 | 2022-10-12 | 45063.05 | 31544.13 | Tesla Energy Operations, Inc | Purchase
UNSEDG-06657 | 85646 | PV (Photovoltaic) | 4.74 | 8081 | Residential | Non-Incentive | 3 - Installed | 2022-04-18 | 2022-05-11 | 2022-10-12 | 27265.73 | 5000 | On Point Solar Power | Purchase
UNSEDG-06775 | 86429 | PV (Photovoltaic) | 9.2 | 16571 | Residential | Non-Incentive | 3 - Installed | 2022-04-28 | 2022-05-19 | 2022-10-12 | 49450 | 2500 | Titan Solar Power | Purchase
UNSEDG-06785 | 85648 | PV (Photovoltaic) | 3.2 | 24 | Residential | Non-Incentive | 3 - Installed | 2022-04-29 | 2022-05-19 | 2022-10-12 | 24200 | 2200 | Big Star Builders | Purchase
UNSEDG-07117 | 86401 | PV (Photovoltaic) | 10.4 | 19983 | Residential | Non-Incentive | 3 - Installed | 2022-06-07 | 2022-06-08 | 2022-10-12 | 55968.57 | 2000 | ICON POWER | Purchase
UNSEDG-07197 | 85648 | PV (Photovoltaic) | 11.2 | 19299 | Residential | Non-Incentive | 3 - Installed | 2022-06-21 | 2022-06-24 | 2022-10-12 | 51520 | 2000 | Icon Power | Purchase
UNSEDG-05711 | 85648 | PV (Photovoltaic) | 7.35 | 12861 | Residential | Non-Incentive | 3 - Installed | 2021-10-07 | 2021-10-18 | 2022-10-13 | 28004 | 5600.8 | Erus Energy | Purchase
UNSEDG-05813 | 85621 | PV (Photovoltaic) | 8 | 13562 | Residential | Non-Incentive | 3 - Installed | 2021-11-05 | 2021-12-16 | 2022-10-13 | 42268.8 | 2500 | Titan Solar Power | Purchase
UNSEDG-06078 | 85648 | PV (Photovoltaic) | 2.92 | 5021 | Residential | Non-Incentive | 3 - Installed | 2022-01-06 | 2022-02-08 | 2022-10-13 | 14709 | 2500 | Freedom Forever | Purchase
UNSEDG-06590 | 86441 | PV (Photovoltaic) | 12.95 | 23209 | Residential | Non-Incentive | 3 - Installed | 2022-04-08 | 2022-05-06 | 2022-10-13 | 48000 | 14400 | SunUp America | Purchase
UNSEDG-06783 | 85648 | PV (Photovoltaic) | 4.69 | 8455 | Residential | Non-Incentive | 3 - Installed | 2022-04-28 | 2022-05-19 | 2022-10-13 | 25680 | 2500 | Freedom Forever | Purchase
UNSEDG-05599 | 86413 | PV (Photovoltaic) | 9.8 | 19275 | Residential | Non-Incentive | 3 - Installed | 2021-09-24 | 2021-10-07 | 2022-10-14 | 44522 | 2500 | Freedom Forever | Purchase
UNSEDG-05721 | 86403 | PV (Photovoltaic) | 11.88 | 21239 | Residential | Non-Incentive | 3 - Installed | 2021-10-14 | 2021-12-03 | 2022-10-14 | 100000 | 50000 | SOLCIUS LLC | Purchase
UNSEDG-05976 | 86401 | PV (Photovoltaic) | 16.56 | 27499 | Residential | Non-Incentive | 3 - Installed | 2021-12-13 | 2022-01-04 | 2022-10-14 | 84492.63 | 2500 | Titan Solar Power | Purchase
UNSEDG-06489 | 86404 | PV (Photovoltaic) | 10.4 | 18236 | Residential | Non-Incentive | 3 - Installed | 2022-03-23 | 2022-04-11 | 2022-10-14 | 54500 | 2500 | Titan Solar Power | Purchase
UNSEDG-06645 | 86404 | PV (Photovoltaic) | 14.8 | 24699 | Residential | Non-Incentive | 3 - Installed | 2022-04-15 | 2022-05-11 | 2022-10-14 | 62720.17 | 2000 | Our World Energy | Purchase
UNSEDG-06843 | 85621 | PV (Photovoltaic) | 8 | 13818 | Residential | Non-Incentive | 3 - Installed | 2022-05-09 | 2022-05-20 | 2022-10-14 | 35130 | 2000 | Our World Energy | Purchase
UNSEDG-06872 | 86401 | PV (Photovoltaic) | 6.08 | 11797 | Residential | Non-Incentive | 3 - Installed | 2022-05-10 | 2022-05-23 | 2022-10-14 | 20900 | 1000 | Angle Solar | Purchase
UNSEDG-06881 | 86401 | PV (Photovoltaic) | 5.32 | 10374 | Residential | Non-Incentive | 3 - Installed | 2022-05-11 | 2022-05-23 | 2022-10-14 | 17000 | 1000 | Angle Solar | Purchase
UNSEDG-06932 | 86401 | PV (Photovoltaic) | 14 | 26415 | Residential | Non-Incentive | 3 - Installed | 2022-05-18 | 2022-05-27 | 2022-10-14 | 54857 | 2000 | Our World Energy | Purchase
UNSEDG-07120 | 86409 | PV (Photovoltaic) | 10.8 | 17454 | Residential | Non-Incentive | 3 - Installed | 2022-06-07 | 2022-06-09 | 2022-10-14 | 54975.71 | 2000 | ICON POWER | Purchase
UNSEDG-07198 | 86401 | PV (Photovoltaic) | 10.8 | 20246 | Residential | Non-Incentive | 3 - Installed | 2022-06-21 | 2022-08-01 | 2022-10-14 | 58098.57 | 2000 | ICON POWER | Purchase
UNSEDG-07202 | 86409 | PV (Photovoltaic) | 6.8 | 11624 | Residential | Non-Incentive | 3 - Installed | 2022-06-21 | 2022-06-27 | 2022-10-14 | 31432.07 | 2500 | Titan Solar Power | Purchase
UNSEDG-07392 | 86406 | PV (Photovoltaic) | 14.8 | 25687 | Residential | Non-Incentive | 3 - Installed | 2022-07-20 | 2022-07-22 | 2022-10-14 | 61991 | 2000 | Our World Energy | Purchase
UNSEDG-07399 | 86401 | PV (Photovoltaic) | 7.6 | 14169 | Residential | Non-Incentive | 3 - Installed | 2022-07-21 | 2022-08-10 | 2022-10-14 | 40844.76 | 2000 | ICON POWER | Purchase
UNSEDG-07414 | 86406 | PV (Photovoltaic) | 10.8 | 17705 | Residential | Non-Incentive | 3 - Installed | 2022-07-22 | 2022-07-25 | 2022-10-14 | 49356 | 2000 | Our World Energy | Purchase
UNSEDG-07432 | 86406 | PV (Photovoltaic) | 10.5 | 18916 | Residential | Non-Incentive | 3 - Installed | 2022-07-26 | 2022-07-27 | 2022-10-14 | 31762.5 | 6352.5 | ESMAY ELECTRIC, INC. | Purchase
UNSEDG-07502 | 86406 | PV (Photovoltaic) | 14 | 20729 | Residential | Non-Incentive | 3 - Installed | 2022-08-02 | 2022-08-04 | 2022-10-14 | 48075 | 9615 | HAVASU SOLAR | Purchase
UNSEDG-07522 | 86404 | PV (Photovoltaic) | 12.8 | 18520 | Residential | Non-Incentive | 3 - Installed | 2022-08-05 | 2022-08-09 | 2022-10-14 | 44072 | 8814.4 | HAVASU SOLAR | Purchase
UNSEDG-07526 | 86401 | PV (Photovoltaic) | 7.9 | 15732 | Residential | Non-Incentive | 3 - Installed | 2022-08-06 | 2022-08-09 | 2022-10-14 | 42391.57 | 2000 | ICON POWER | Purchase
UNSEDG-07528 | 86401 | PV (Photovoltaic) | 5.04 | 9716 | Residential | Non-Incentive | 3 - Installed | 2022-08-06 | 2022-08-09 | 2022-10-14 | 27039.46 | 2000 | ICON POWER | Purchase
UNSEDG-07536 | 86403 | PV (Photovoltaic) | 7.2 | 13190 | Residential | Non-Incentive | 3 - Installed | 2022-08-08 | 2022-08-09 | 2022-10-14 | 18503 | 3700 | HAVASU SOLAR | Purchase
UNSEDG-07571 | 86404 | PV (Photovoltaic) | 11.2 | 17690 | Residential | Non-Incentive | 3 - Installed | 2022-08-12 | 2022-08-15 | 2022-10-14 | 42532 | 8506.4 | HAVASU SOLAR | Purchase
UNSEDG-07574 | 86404 | PV (Photovoltaic) | 10 | 17570 | Residential | Non-Incentive | 3 - Installed | 2022-08-15 | 2022-08-16 | 2022-10-14 | 35402 | 7080.4 | HAVASU SOLAR | Purchase
UNSEDG-07694 | 86406 | PV (Photovoltaic) | 10 | 18615 | Residential | Non-Incentive | 3 - Installed | 2022-08-26 | 2022-08-29 | 2022-10-14 | 33376 | 6675.2 | HAVASU SOLAR | Purchase
UNSEDG-06738 | 86401 | PV (Photovoltaic) | 12.4 | 21587 | Residential | Non-Incentive | 3 - Installed | 2022-04-25 | 2022-05-17 | 2022-10-17 | 56934.83 | 2500 | Titan Solar Power | Purchase
UNSEDG-07151 | 86403 | PV (Photovoltaic) | 13.2 | 22506 | Residential | Non-Incentive | 3 - Installed | 2022-06-14 | 2022-06-16 | 2022-10-17 | 56922.84 | 2500 | Titan Solar Power | Purchase
UNSEDG-07250 | 86401 | PV (Photovoltaic) | 5.32 | 10374 | Residential | Non-Incentive | 3 - Installed | 2022-06-27 | 2022-06-28 | 2022-10-17 | 20000 | 1000 | Angle Solar | Purchase
UNSEDG-07320 | 86404 | PV (Photovoltaic) | 9.156 | 15997 | Residential | Non-Incentive | 3 - Installed | 2022-07-07 | 2022-07-12 | 2022-10-17 | 59175 | 11835 | ESMAY ELECTRIC, INC. | Purchase
UNSEDG-07410 | 86406 | PV (Photovoltaic) | 16 | 30090 | Residential | Non-Incentive | 3 - Installed | 2022-07-22 | 2022-07-25 | 2022-10-17 | 41500 | 8300 | HAVASU SOLAR | Purchase
UNSEDG-07435 | 86406 | PV (Photovoltaic) | 18.275 | 31113 | Residential | Non-Incentive | 3 - Installed | 2022-07-26 | 2022-07-28 | 2022-10-17 | 73998 | 14799.6 | ESMAY ELECTRIC, INC. | Purchase
UNSEDG-07453 | 86406 | PV (Photovoltaic) | 0.981 | 1575 | Residential | Non-Incentive | 3 - Installed | 2022-07-27 | 2022-07-28 | 2022-10-17 | 2746.8 | 549.36 | Esmay Electric, Inc | Purchase
UNSEDG-07454 | 86409 | PV (Photovoltaic) | 10.4 | 20125 | Residential | Non-Incentive | 3 - Installed | 2022-07-27 | 2022-07-28 | 2022-10-17 | 52450.73 | 2500 | Titan Solar Power, Inc. | Purchase
UNSEDG-07456 | 86406 | PV (Photovoltaic) | 0.981 | 1575 | Residential | Non-Incentive | 3 - Installed | 2022-07-27 | 2022-07-28 | 2022-10-17 | 2746.8 | 549.36 | Esmay Electric, Inc | Purchase
UNSEDG-07462 | 86406 | PV (Photovoltaic) | 5.6 | 10010 | Residential | Non-Incentive | 3 - Installed | 2022-07-27 | 2022-08-01 | 2022-10-17 | 13833 | 2766.6 | HAVASU SOLAR | Purchase
UNSEDG-07463 | 86406 | PV (Photovoltaic) | 0.981 | 1575 | Residential | Non-Incentive | 3 - Installed | 2022-07-27 | 2022-07-28 | 2022-10-17 | 2746.8 | 549.36 | ESMAY ELECTRIC, INC. | Purchase
UNSEDG-07464 | 86406 | PV (Photovoltaic) | 0.981 | 1575 | Residential | Non-Incentive | 3 - Installed | 2022-07-27 | 2022-07-28 | 2022-10-17 | 2746.8 | 549.36 | ESMAY ELECTRIC, INC. | Purchase
UNSEDG-07465 | 86406 | PV (Photovoltaic) | 0.981 | 1575 | Residential | Non-Incentive | 3 - Installed | 2022-07-27 | 2022-07-28 | 2022-10-17 | 2746.8 | 549.36 | ESMAY ELECTRIC, INC. | Purchase
UNSEDG-07467 | 86406 | PV (Photovoltaic) | 0.981 | 1575 | Residential | Non-Incentive | 3 - Installed | 2022-07-27 | 2022-07-28 | 2022-10-17 | 2746.8 | 549.36 | ESMAY ELECTRIC, INC. | Purchase
UNSEDG-07468 | 86406 | PV (Photovoltaic) | 0.981 | 1575 | Residential | Non-Incentive | 3 - Installed | 2022-07-27 | 2022-07-28 | 2022-10-17 | 2746.8 | 549.36 | ESMAY ELECTRIC, INC. | Purchase
UNSEDG-07469 | 86406 | PV (Photovoltaic) | 0.981 | 1575 | Residential | Non-Incentive | 3 - Installed | 2022-07-27 | 2022-07-28 | 2022-10-17 | 2746.8 | 549.36 | ESMAY ELECTRIC, INC. | Purchase
UNSEDG-07491 | 86401 | PV (Photovoltaic) | 5.7 | 9129 | Residential | Non-Incentive | 3 - Installed | 2022-08-01 | 2022-08-02 | 2022-10-17 | 14025 | 2805 | HAVASU SOLAR | Purchase
UNSEDG-07509 | 86404 | PV (Photovoltaic) | 13.6 | 25153 | Residential | Non-Incentive | 3 - Installed | 2022-08-03 | 2022-08-04 | 2022-10-17 | 37944 | 10000 | Mohave Solar | Purchase
UNSEDG-07519 | 86403 | PV (Photovoltaic) | 13.6 | 25153 | Residential | Non-Incentive | 3 - Installed | 2022-08-05 | 2022-08-09 | 2022-10-17 | 51592 | 10000 | Mohave Solar | Purchase
UNSEDG-07524 | 86401 | PV (Photovoltaic) | 4.55 | 8945 | Residential | Non-Incentive | 3 - Installed | 2022-08-06 | 2022-08-09 | 2022-10-17 | 26470.66 | 2000 | ICON POWER | Purchase
UNSEDG-07538 | 86401 | PV (Photovoltaic) | 5.2 | 10037 | Residential | Non-Incentive | 3 - Installed | 2022-08-08 | 2022-08-09 | 2022-10-17 | 19788 | 3957.6 | HAVASU SOLAR | Purchase
UNSEDG-07672 | 86406 | PV (Photovoltaic) | 18.5 | 31756 | Residential | Non-Incentive | 3 - Installed | 2022-08-23 | 2022-08-25 | 2022-10-17 | 72000 | 21600 | Sunup America | Purchase
UNSEDG-07696 | 86409 | PV (Photovoltaic) | 5.2 | 10037 | Residential | Non-Incentive | 3 - Installed | 2022-08-26 | 2022-08-29 | 2022-10-17 | 19788 | 3957.6 | HAVASU SOLAR | Purchase
UNSEDG-07192 | 85648 | PV (Photovoltaic) | 7.77 | 14515 | Residential | Non-Incentive | 3 - Installed | 2022-06-20 | 2022-06-24 | 2022-10-18 | 35219.3 | 2500 | VECTOR ENERGY LLC DBA FUSION POWER CO | Purchase
UNSEDG-07581 | 85648 | PV (Photovoltaic) | 5.695 | 9961 | Residential | Non-Incentive | 3 - Installed | 2022-08-15 | 2022-09-16 | 2022-10-18 | 29500 | 2500 | Freedom Forever | Purchase
UNSEDG-06262 | 85648 | PV (Photovoltaic) | 4.68 | 7773 | Residential | Non-Incentive | 3 - Installed | 2022-02-09 | 2022-03-09 | 2022-10-19 | 20358 | 4071.6 | Erus Energy | Purchase
UNSEDG-06699 | 86413 | PV (Photovoltaic) | 7.2 | 12182 | Residential | Non-Incentive | 3 - Installed | 2022-04-21 | 2022-05-18 | 2022-10-19 | 31885 | 7971.25 | Elevation Solar | Purchase
UNSEDG-06704 | 86426 | PV (Photovoltaic) | 6.4 | 11511 | Residential | Non-Incentive | 3 - Installed | 2022-04-21 |  | 2022-10-19 | 26947 | 6736.75 | Elevation Solar | Purchase
UNSEDG-06708 | 86426 | PV (Photovoltaic) | 7.2 | 11882 | Residential | Non-Incentive | 3 - Installed | 2022-04-21 | 2022-06-30 | 2022-10-19 | 31885 | 7971.25 | Elevation Solar | Purchase
UNSEDG-06809 | 86413 | PV (Photovoltaic) | 16.92 | 29356 | Residential | Non-Incentive | 3 - Installed | 2022-05-03 | 2022-06-06 | 2022-10-19 | 73000 | 21900 | SunUp America | Purchase
UNSEDG-06830 | 86413 | PV (Photovoltaic) | 12.95 | 20822 | Residential | Non-Incentive | 3 - Installed | 2022-05-04 | 2022-05-20 | 2022-10-19 | 52445 | 15733.5 | SunUp America | Purchase
UNSEDG-06876 | 85648 | PV (Photovoltaic) | 10.4 | 19355 | Residential | Non-Incentive | 3 - Installed | 2022-05-11 | 2022-05-23 | 2022-10-19 | 40121.68 | 2500 | Titan Solar Power | Purchase
UNSEDG-06910 | 86413 | PV (Photovoltaic) | 10.88 | 20236 | Residential | Non-Incentive | 3 - Installed | 2022-05-16 | 2022-06-16 | 2022-10-19 | 53636 | 26818 | solcius LLC | Purchase
UNSEDG-06966 | 86413 | PV (Photovoltaic) | 10.4 | 19320 | Residential | Non-Incentive | 3 - Installed | 2022-05-20 | 2022-05-27 | 2022-10-19 | 63120 | 2000 | ICON POWER | Purchase
UNSEDG-07384 | 86413 | PV (Photovoltaic) | 5.7 | 11258 | Residential | Non-Incentive | 3 - Installed | 2022-07-18 | 2022-07-21 | 2022-10-19 | 14240 | 2848 | HAVASU SOLAR | Purchase
UNSEDG-07394 | 85648 | PV (Photovoltaic) | 8 | 13828 | Residential | Non-Incentive | 3 - Installed | 2022-07-20 | 2022-08-18 | 2022-10-19 | 38625.44 | 36125.44 | Freedom Forever | Purchase
UNSEDG-07474 | 86413 | PV (Photovoltaic) | 6.4 | 10787 | Residential | Non-Incentive | 3 - Installed | 2022-07-28 | 2022-08-01 | 2022-10-19 | 16808 | 3361.6 | HAVASU SOLAR | Purchase
UNSEDG-07630 | 86413 | PV (Photovoltaic) | 8 | 15397 | Residential | Non-Incentive | 3 - Installed | 2022-08-18 | 2022-09-16 | 2022-10-19 | 36571 | 9142.75 | Elevation Solar | Purchase
UNSEDG-07794 | 86413 | PV (Photovoltaic) | 5.32 | 8793 | Residential | Non-Incentive | 3 - Installed | 2022-09-08 | 2022-10-04 | 2022-10-19 | 19500 | 1500 | Angle Solar | Purchase
UNSEDG-05708 | 85621 | PV (Photovoltaic) | 10.5 | 18924 | Residential | Non-Incentive | 3 - Installed | 2021-10-06 | 2021-11-01 | 2022-10-20 | 29190 | 5838 | Erus Energy | Purchase
UNSEDG-06059 | 86409 | PV (Photovoltaic) | 9.2 | 17277 | Residential | Non-Incentive | 3 - Installed | 2022-01-03 | 2022-01-17 | 2022-10-20 | 42886 | 2000 | Our World Energy | Purchase
UNSEDG-06310 | 86409 | PV (Photovoltaic) | 3.95 | 6766 | Residential | Non-Incentive | 3 - Installed | 2022-02-16 | 2022-03-15 | 2022-10-20 | 17825 | 2000 | Our World Energy | Purchase
UNSEDG-07033 | 85648 | PV (Photovoltaic) | 9.085 | 16527 | Residential | Non-Incentive | 3 - Installed | 2022-05-31 | 2022-06-02 | 2022-10-20 | 38500 | 20000 | Solar Energy Consulting LLC | Purchase
UNSEDG-07152 | 86403 | PV (Photovoltaic) | 7.65 | 13265 | Residential | Non-Incentive | 3 - Installed | 2022-06-14 | 2022-06-16 | 2022-10-20 | 24350 | 4870 | Esmay Electric, Inc | Purchase
UNSEDG-07154 | 86409 | PV (Photovoltaic) | 4.8 | 8060 | Residential | Non-Incentive | 3 - Installed | 2022-06-14 | 2022-06-16 | 2022-10-20 | 27617 | 2000 | Our World Energy | Purchase
UNSEDG-07297 | 86406 | PV (Photovoltaic) | 8 | 13272 | Residential | Non-Incentive | 3 - Installed | 2022-07-01 | 2022-07-05 | 2022-10-20 | 46637 | 2000 | Our World Energy | Purchase
UNSEDG-07340 | 85621 | PV (Photovoltaic) | 8 | 14005 | Residential | Non-Incentive | 3 - Installed | 2022-07-11 | 2022-07-15 | 2022-10-20 | 54400 | 2000 | Icon Power | Purchase
UNSEDG-07369 | 86409 | PV (Photovoltaic) | 6 | 10237 | Residential | Non-Incentive | 3 - Installed | 2022-07-15 | 2022-08-10 | 2022-10-20 | 26384 | 2000 | ICON POWER | Purchase
UNSEDG-07395 | 86406 | PV (Photovoltaic) | 6.4 | 11761 | Residential | Non-Incentive | 3 - Installed | 2022-07-20 | 2022-07-22 | 2022-10-20 | 28639.35 | 2000 | Our World Energy | Purchase
UNSEDG-07418 | 86404 | PV (Photovoltaic) | 16.575 | 29501 | Residential | Non-Incentive | 3 - Installed | 2022-07-25 | 2022-07-26 | 2022-10-20 | 68108 | 13621.6 | ESMAY ELECTRIC, INC. | Purchase
UNSEDG-07555 | 86404 | PV (Photovoltaic) | 11.6 | 21454 | Residential | Non-Incentive | 3 - Installed | 2022-08-10 | 2022-08-10 | 2022-10-20 | 31248 | 10000 | Mohave Solar | Purchase
UNSEDG-07614 | 86403 | PV (Photovoltaic) | 16.4 | 30433 | Residential | Non-Incentive | 3 - Installed | 2022-08-17 | 2022-08-23 | 2022-10-20 | 57139 | 11427.8 | HAVASU SOLAR | Purchase
UNSEDG-07632 | 86406 | PV (Photovoltaic) | 14.4 | 27552 | Residential | Non-Incentive | 3 - Installed | 2022-08-18 | 2022-08-23 | 2022-10-20 | 50680 | 10136 | HAVASU SOLAR | Purchase
UNSEDG-07701 | 86401 | PV (Photovoltaic) | 8.69 | 17249 | Residential | Non-Incentive | 3 - Installed | 2022-08-29 | 2022-08-29 | 2022-10-20 | 41822.78 | 2000 | ICON POWER | Purchase
UNSEDG-05631 | 86404 | PV (Photovoltaic) | 12.54 | 23005 | Residential | Non-Incentive | 3 - Installed | 2021-09-28 | 2021-10-07 | 2022-10-21 | 30000 | 10000 | Mohave Solar | Purchase
UNSEDG-06717 | 86409 | PV (Photovoltaic) | 6.715 | 10970 | Residential | Non-Incentive | 3 - Installed | 2022-04-22 | 2022-05-17 | 2022-10-21 | 44102 | 2000 | Our World Energy | Purchase
UNSEDG-06974 | 86403 | PV (Photovoltaic) | 12.95 | 21838 | Residential | Non-Incentive | 3 - Installed | 2022-05-24 | 2022-05-31 | 2022-10-21 | 49750 | 14925 | SunUp America | Purchase
UNSEDG-07067 | 86406 | PV (Photovoltaic) | 8 | 14719 | Residential | Non-Incentive | 3 - Installed | 2022-06-02 | 2022-06-02 | 2022-10-21 | 24017 | 2000 | Our World Energy | Purchase
UNSEDG-07391 | 86406 | PV (Photovoltaic) | 11.4 | 20214 | Residential | Non-Incentive | 3 - Installed | 2022-07-20 | 2022-07-22 | 2022-10-21 | 42927 | 8657.4 | HAVASU SOLAR | Purchase
UNSEDG-07516 | 86401 | PV (Photovoltaic) | 13.2 | 20332 | Residential | Non-Incentive | 3 - Installed | 2022-08-04 | 2022-08-09 | 2022-10-21 | 45405 | 9081 | HAVASU SOLAR | Purchase
UNSEDG-07541 | 86404 | PV (Photovoltaic) | 12.4 | 21643 | Residential | Non-Incentive | 3 - Installed | 2022-08-09 | 2022-08-09 | 2022-10-21 | 44424 | 8884.8 | HAVASU SOLAR | Purchase
UNSEDG-07597 | 86403 | PV (Photovoltaic) | 13.6 | 22549 | Residential | Non-Incentive | 3 - Installed | 2022-08-16 | 2022-08-18 | 2022-10-21 | 47686 | 9537.2 | HAVASU SOLAR | Purchase
UNSEDG-07635 | 86404 | PV (Photovoltaic) | 6.8 | 11928 | Residential | Non-Incentive | 3 - Installed | 2022-08-18 | 2022-08-23 | 2022-10-21 | 20144 | 4028.8 | HAVASU SOLAR | Purchase
UNSEDG-07641 | 86406 | PV (Photovoltaic) | 7.2 | 13023 | Residential | Non-Incentive | 3 - Installed | 2022-08-18 | 2022-08-23 | 2022-10-21 | 18504 | 3700.8 | HAVASU SOLAR | Purchase
UNSEDG-07677 | 86401 | PV (Photovoltaic) | 5.2 | 10037 | Residential | Non-Incentive | 3 - Installed | 2022-08-24 | 2022-08-25 | 2022-10-21 | 19788 | 3957.6 | HAVASU SOLAR | Purchase
UNSEDG-07846 | 86401 | PV (Photovoltaic) | 8.88 | 16110 | Residential | Non-Incentive | 3 - Installed | 2022-09-14 | 2022-09-20 | 2022-10-21 | 69900 | 20970 | Sunup America | Purchase
UNSEDG-06796 | 86406 | PV (Photovoltaic) | 8.64 | 14586 | Residential | Non-Incentive | 3 - Installed | 2022-05-02 | 2022-05-19 | 2022-10-24 | 47500 | 14250 | SunUp America | Purchase
UNSEDG-07251 | 86401 | PV (Photovoltaic) | 6.4 | 12616 | Residential | Non-Incentive | 3 - Installed | 2022-06-27 | 2022-06-28 | 2022-10-24 | 32089.02 | 2500 | Titan Solar Power | Purchase
UNSEDG-07282 | 86403 | PV (Photovoltaic) | 12.17 | 21299 | Residential | Non-Incentive | 3 - Installed | 2022-06-30 | 2022-07-01 | 2022-10-24 | 71116.27 | 4000 | Southwest Electric, Inc. | Purchase
UNSEDG-07385 | 86406 | PV (Photovoltaic) | 7.6 | 13515 | Residential | Non-Incentive | 3 - Installed | 2022-07-18 | 2022-07-25 | 2022-10-24 | 33887 | 2000 | Our World Energy | Purchase
UNSEDG-07409 | 86406 | PV (Photovoltaic) | 10 | 15690 | Residential | Non-Incentive | 3 - Installed | 2022-07-22 | 2022-07-25 | 2022-10-24 | 50197 | 2000 | OUR WORLD ENERGY | Purchase
UNSEDG-07498 | 86403 | PV (Photovoltaic) | 8.58 | 16095 | Residential | Non-Incentive | 3 - Installed | 2022-08-02 | 2022-08-05 | 2022-10-24 | 41940 | 8388 | ABP Electrical | Purchase
UNSEDG-07508 | 86404 | PV (Photovoltaic) | 12 | 22194 | Residential | Non-Incentive | 3 - Installed | 2022-08-03 | 2022-08-05 | 2022-10-24 | 33080 | 10000 | Moahave Solar | Purchase
UNSEDG-07542 | 86404 | PV (Photovoltaic) | 12.8 | 23673 | Residential | Non-Incentive | 3 - Installed | 2022-08-09 | 2022-08-09 | 2022-10-24 | 44088.89 | 10000 | Mohave Solar | Purchase
UNSEDG-07592 | 86406 | PV (Photovoltaic) | 20.4 | 33033 | Residential | Non-Incentive | 3 - Installed | 2022-08-16 | 2022-08-16 | 2022-10-24 | 71794 | 14358.8 | HAVASU SOLAR | Purchase
UNSEDG-07611 | 86406 | PV (Photovoltaic) | 23.2 | 40577 | Residential | Non-Incentive | 3 - Installed | 2022-08-17 | 2022-08-18 | 2022-10-24 | 60625 | 12125 | HAVASU SOLAR | Purchase
UNSEDG-07639 | 86406 | PV (Photovoltaic) | 12 | 21064 | Residential | Non-Incentive | 3 - Installed | 2022-08-18 | 2022-09-16 | 2022-10-24 | 53300 | 13325 | Elevation Solar | Purchase
UNSEDG-07666 | 86401 | PV (Photovoltaic) | 10.4 | 19147 | Residential | Non-Incentive | 3 - Installed | 2022-08-23 | 2022-08-23 | 2022-10-24 | 60439.16 | 2000 | ICON POWER | Purchase
UNSEDG-07741 | 86406 | PV (Photovoltaic) | 14 | 22161 | Residential | Non-Incentive | 3 - Installed | 2022-09-01 | 2022-09-02 | 2022-10-24 | 35780 | 7156 | HAVASU SOLAR | Purchase
UNSEDG-07779 | 86401 | PV (Photovoltaic) | 5.925 | 11770 | Residential | Non-Incentive | 3 - Installed | 2022-09-07 | 2022-09-16 | 2022-10-24 | 31779.55 | 2000 | ICON POWER | Purchase
UNSEDG-06128 | 86403 | PV (Photovoltaic) | 14 | 23353 | Residential | Non-Incentive | 3 - Installed | 2022-01-19 | 2022-03-10 | 2022-10-25 | 64157.76 | 2000 | Our World Energy | Purchase
UNSEDG-06769 | 86401 | PV (Photovoltaic) | 11.2 | 21295 | Residential | Non-Incentive | 3 - Installed | 2022-04-27 | 2022-05-19 | 2022-10-25 | 52209 | 2000 | Our World Energy | Purchase
UNSEDG-06845 | 86409 | PV (Photovoltaic) | 8.88 | 16938 | Residential | Non-Incentive | 3 - Installed | 2022-05-09 | 2022-05-20 | 2022-10-25 | 23346 | 4669.2 | HAVASU SOLAR | Purchase
UNSEDG-07093 | 86401 | PV (Photovoltaic) | 13.6 | 24944 | Residential | Non-Incentive | 3 - Installed | 2022-06-06 | 2022-06-06 | 2022-10-25 | 76404.29 | 2000 | ICON POWER | Purchase
UNSEDG-07181 | 86403 | PV (Photovoltaic) | 11.02 | 20100 | Residential | Non-Incentive | 3 - Installed | 2022-06-17 | 2022-06-20 | 2022-10-25 | 33813 | 6762.6 | HAVASU SOLAR | Purchase
UNSEDG-07246 | 86401 | PV (Photovoltaic) | 6.08 | 11978 | Residential | Non-Incentive | 3 - Installed | 2022-06-27 | 2022-06-28 | 2022-10-25 | 20000 | 1000 | Angle Solar | Purchase
UNSEDG-07252 | 86409 | PV (Photovoltaic) | 4.4 | 8611 | Residential | Non-Incentive | 3 - Installed | 2022-06-27 | 2022-06-28 | 2022-10-25 | 21593.66 | 2500 | Titan Solar Power | Purchase
UNSEDG-07415 | 86403 | PV (Photovoltaic) | 4 | 7133 | Residential | Non-Incentive | 3 - Installed | 2022-07-22 | 2022-07-25 | 2022-10-25 | 41886 | 2000 | Our World Energy | Purchase
UNSEDG-07434 | 86404 | PV (Photovoltaic) | 13.407 | 22978 | Residential | Non-Incentive | 3 - Installed | 2022-07-26 | 2022-09-01 | 2022-10-25 | 52032 | 10406.4 | ESMAY ELECTRIC, INC. | Purchase
UNSEDG-07473 | 86406 | PV (Photovoltaic) | 9.88 | 12310 | Residential | Non-Incentive | 3 - Installed | 2022-07-28 | 2022-08-01 | 2022-10-25 | 35315 | 7063 | HAVASU SOLAR | Purchase
UNSEDG-07510 | 86401 | PV (Photovoltaic) | 6 | 11267 | Residential | Non-Incentive | 3 - Installed | 2022-08-03 | 2022-08-04 | 2022-10-25 | 21000 | 10000 | Moahve Solar | Purchase
UNSEDG-07595 | 86404 | PV (Photovoltaic) | 15.6 | 28567 | Residential | Non-Incentive | 3 - Installed | 2022-08-16 | 2022-08-16 | 2022-10-25 | 53631 | 10726.2 | HAVASU SOLAR | Purchase
UNSEDG-07598 | 86401 | PV (Photovoltaic) | 4.94 | 9571 | Residential | Non-Incentive | 3 - Installed | 2022-08-16 | 2022-08-23 | 2022-10-25 | 19000 | 1000 | Angle Solar | Purchase
UNSEDG-07624 | 86401 | PV (Photovoltaic) | 5.2 | 9892 | Residential | Non-Incentive | 3 - Installed | 2022-08-18 | 2022-08-23 | 2022-10-25 | 25506.57 | 2000 | ICON POWER | Purchase
UNSEDG-07661 | 86403 | PV (Photovoltaic) | 11.25 | 18834 | Residential | Non-Incentive | 3 - Installed | 2022-08-22 | 2022-08-23 | 2022-10-25 | 49948 | 2000 | Our World Energy | Purchase
UNSEDG-07684 | 86404 | PV (Photovoltaic) | 13.6 | 22680 | Residential | Non-Incentive | 3 - Installed | 2022-08-25 | 2022-08-29 | 2022-10-25 | 35952 | 7190.4 | HAVASU SOLAR | Purchase
UNSEDG-07735 | 86406 | PV (Photovoltaic) | 9.2 | 17015 | Residential | Non-Incentive | 3 - Installed | 2022-09-01 | 2022-09-02 | 2022-10-25 | 25168 | 10000 | Mohave Solar | Purchase
UNSEDG-07740 | 86406 | PV (Photovoltaic) | 7.2 | 12681 | Residential | Non-Incentive | 3 - Installed | 2022-09-01 | 2022-09-02 | 2022-10-25 | 37017 | 2000 | Our World Energy | Purchase
UNSEDG-06285 | 86409 | PV (Photovoltaic) | 10.4 | 20750 | Residential | Non-Incentive | 3 - Installed | 2022-02-11 | 2022-03-11 | 2022-10-26 | 44785 | 4000 | Elevation Solar | Purchase
UNSEDG-06709 | 86426 | PV (Photovoltaic) | 6.4 | 11831 | Residential | Non-Incentive | 3 - Installed | 2022-04-21 | 2022-05-16 | 2022-10-26 | 25685 | 6421.25 | Elevation Solar | Purchase
UNSEDG-06958 | 86406 | PV (Photovoltaic) | 13.6 | 24753 | Residential | Non-Incentive | 3 - Installed | 2022-05-20 | 2022-05-27 | 2022-10-26 | 59371.92 | 2000 | Our World Energy | Purchase
UNSEDG-07280 | 86401 | PV (Photovoltaic) | 8 | 13610 | Residential | Non-Incentive | 3 - Installed | 2022-06-30 | 2022-07-06 | 2022-10-26 | 40562.86 | 2000 | ICON POWER | Purchase
UNSEDG-07321 | 86406 | PV (Photovoltaic) | 16 | 25465 | Residential | Non-Incentive | 3 - Installed | 2022-07-07 | 2022-07-12 | 2022-10-26 | 72066.38 | 14413.28 | ABP Electrical | Purchase
UNSEDG-07360 | 86403 | PV (Photovoltaic) | 15.2 | 24506 | Residential | Non-Incentive | 3 - Installed | 2022-07-14 | 2022-07-14 | 2022-10-26 | 65254 | 2000 | Our World Energy | Purchase
UNSEDG-07638 | 86406 | PV (Photovoltaic) | 8.4 | 15121 | Residential | Non-Incentive | 3 - Installed | 2022-08-18 | 2022-08-29 | 2022-10-26 | 35557 | 8889.25 | Elevation Solar | Purchase
UNSEDG-07655 | 86404 | PV (Photovoltaic) | 9.2 | 15221 | Residential | Non-Incentive | 3 - Installed | 2022-08-22 | 2022-08-29 | 2022-10-26 | 42686 | 10671.5 | Elevation Solar | Purchase
UNSEDG-07662 | 86404 | PV (Photovoltaic) | 10.4 | 18943 | Residential | Non-Incentive | 3 - Installed | 2022-08-22 | 2022-08-23 | 2022-10-26 | 40196 | 8039.2 | HAVASU SOLAR | Purchase
UNSEDG-07311 | 86438 | PV (Photovoltaic) | 8.88 | 16218 | Residential | Non-Incentive | 3 - Installed | 2022-07-06 | 2022-07-11 | 2022-10-27 | 29277 | 11517 | Streamline Solar Power Systems LLC | Purchase
UNSEDG-07318 | 86403 | PV (Photovoltaic) | 13.2 | 23194 | Residential | Non-Incentive | 3 - Installed | 2022-07-07 | 2022-07-12 | 2022-10-27 | 34524 | 8124 | Streamline Solar Power Systems LLC | Purchase
UNSEDG-07507 | 86403 | PV (Photovoltaic) | 8 | 13614 | Residential | Non-Incentive | 3 - Installed | 2022-08-03 | 2022-08-04 | 2022-10-27 | 32821 | 2000 | OUR WORLD ENERGY | Purchase
UNSEDG-07603 | 86406 | PV (Photovoltaic) | 6.4 | 11086 | Residential | Non-Incentive | 3 - Installed | 2022-08-17 | 2022-09-16 | 2022-10-27 | 28486 | 7121.5 | Elevation Solar , LLC | Purchase
UNSEDG-07612 | 86404 | PV (Photovoltaic) | 8.8 | 16300 | Residential | Non-Incentive | 3 - Installed | 2022-08-17 | 2022-09-16 | 2022-10-27 | 46392.5 | 9278.5 | Elevation Solar , LLC | Purchase
UNSEDG-07621 | 86404 | PV (Photovoltaic) | 5.6 | 9488 | Residential | Non-Incentive | 3 - Installed | 2022-08-18 | 2022-08-29 | 2022-10-27 | 21210 | 5302.5 | Elevation Solar | Purchase
UNSEDG-07782 | 86406 | PV (Photovoltaic) | 6.4 | 11668 | Residential | Non-Incentive | 3 - Installed | 2022-09-07 | 2022-09-20 | 2022-10-27 | 28800 | 7200 | Elevation Solar | Purchase
UNSEDG-07751 | 85648 | PV (Photovoltaic) | 9.25 | 15191 | Residential | Non-Incentive | 3 - Installed | 2022-09-02 | 2022-09-29 | 2022-11-01 | 34556 | 2500 | Freedom Forever | Purchase
UNSEDG-07430 | 86403 | PV (Photovoltaic) | 12.18 | 21134 | Residential | Non-Incentive | 3 - Installed | 2022-07-26 | 2022-07-26 | 2022-11-02 | 37275 | 7455 | ESMAY ELECTRIC, INC. | Purchase
UNSEDG-07477 | 86406 | PV (Photovoltaic) | 6.8 | 12274 | Residential | Non-Incentive | 3 - Installed | 2022-07-29 | 2022-08-02 | 2022-11-02 | 20400 | 4080 | ESMAY ELECTRIC, INC. | Purchase
UNSEDG-07478 | 86404 | PV (Photovoltaic) | 13.08 | 22509 | Residential | Non-Incentive | 3 - Installed | 2022-07-29 | 2022-08-01 | 2022-11-02 | 35616 | 7123.2 | ESMAY ELECTRIC, INC. | Purchase
UNSEDG-07590 | 86403 | PV (Photovoltaic) | 12 | 20809 | Residential | Non-Incentive | 3 - Installed | 2022-08-16 | 2022-08-16 | 2022-11-02 | 43969 | 8793.8 | HAVASU SOLAR | Purchase
UNSEDG-07726 | 86406 | PV (Photovoltaic) | 13.2 | 21315 | Residential | Non-Incentive | 3 - Installed | 2022-08-30 | 2022-09-01 | 2022-11-02 | 51606 | 10321.2 | HAVASU SOLAR | Purchase
UNSEDG-07752 | 86406 | PV (Photovoltaic) | 11.2 | 20147 | Residential | Non-Incentive | 3 - Installed | 2022-09-02 | 2022-09-09 | 2022-11-02 | 38735 | 7747 | HAVASU SOLAR | Purchase
UNSEDG-07523 | 86403 | PV (Photovoltaic) | 14.06 | 20960 | Residential | Non-Incentive | 3 - Installed | 2022-08-05 | 2022-08-09 | 2022-11-03 | 51916 | 10383.2 | HAVASU SOLAR | Purchase
UNSEDG-07842 | 86406 | PV (Photovoltaic) | 3.42 | 5787 | Residential | Non-Incentive | 3 - Installed | 2022-09-13 | 2022-09-20 | 2022-11-08 | 8948 | 1789.6 | HAVASU SOLAR | Purchase
UNSEDG-06203 | 86409 | PV (Photovoltaic) | 6 | 10200 | Residential | Non-Incentive | 3 - Installed | 2022-02-01 | 2022-04-19 | 2022-11-09 | 27056 | 8526.98 | Elevation Solar | Purchase
UNSEDG-06701 | 86413 | PV (Photovoltaic) | 13.6 | 24128 | Residential | Non-Incentive | 3 - Installed | 2022-04-21 | 2022-05-16 | 2022-11-09 | 50000 | 2000 | Our World Energy | Purchase
UNSEDG-06716 | 86409 | PV (Photovoltaic) | 4.4 | 8611 | Residential | Non-Incentive | 3 - Installed | 2022-04-22 | 2022-05-23 | 2022-11-09 | 35197.49 | 2500 | Titan Solar Power | Purchase
UNSEDG-06970 | 86409 | PV (Photovoltaic) | 4.95 | 9453 | Residential | Non-Incentive | 3 - Installed | 2022-05-23 | 2022-05-27 | 2022-11-09 | 21834.95 | 4000 | Southwest Electric, Inc. | Purchase
UNSEDG-07494 | 86401 | PV (Photovoltaic) | 13.6 | 25596 | Residential | Non-Incentive | 3 - Installed | 2022-08-02 | 2022-08-02 | 2022-11-09 | 63818.12 | 2500 | Titan Solar Power, Inc. | Purchase
UNSEDG-07544 | 86401 | PV (Photovoltaic) | 8.8 | 15427 | Residential | Non-Incentive | 3 - Installed | 2022-08-09 | 2022-08-10 | 2022-11-09 | 29370 | 5874 | HAVASU SOLAR | Purchase
UNSEDG-07653 | 85648 | PV (Photovoltaic) | 7.4 | 13305 | Residential | Non-Incentive | 3 - Installed | 2022-08-19 | 2022-09-16 | 2022-11-09 | 35012.89 | 2500 | Freedom Forever | Purchase
UNSEDG-07682 | 85648 | PV (Photovoltaic) | 5.865 | 10204 | Residential | Non-Incentive | 3 - Installed | 2022-08-25 | 2022-08-25 | 2022-11-09 | 26332.65 | 13166.32 | Solar Energy Consulting LLC | Purchase
UNSEDG-05979 | 86409 | PV (Photovoltaic) | 11.6 | 19770 | Residential | Non-Incentive | 3 - Installed | 2021-12-13 | 2022-01-04 | 2022-11-10 | 64288.4 | 2500 | Titan Solar Power | Purchase
UNSEDG-06912 | 86401 | PV (Photovoltaic) | 4.18 | 8150 | Residential | Non-Incentive | 3 - Installed | 2022-05-16 | 2022-05-25 | 2022-11-10 | 16000 | 1000 | Angle Solar | Purchase
UNSEDG-06990 | 85648 | PV (Photovoltaic) | 10.4 | 18836 | Residential | Non-Incentive | 3 - Installed | 2022-05-24 | 2022-07-20 | 2022-11-10 | 59280 | 2000 | Icon Power | Purchase
UNSEDG-07032 | 86406 | PV (Photovoltaic) | 18.615 | 30545 | Residential | Non-Incentive | 3 - Installed | 2022-05-31 | 2022-06-02 | 2022-11-10 | 65004.42 | 4000 | Southwest Electric, Inc. | Purchase
UNSEDG-07059 | 86404 | PV (Photovoltaic) | 14.22 | 25141 | Residential | Non-Incentive | 3 - Installed | 2022-06-01 | 2022-06-06 | 2022-11-10 | 52272 | 10000 | Solar Topps, LLC | Purchase
UNSEDG-07118 | 86406 | PV (Photovoltaic) | 16 | 26729 | Residential | Non-Incentive | 3 - Installed | 2022-06-07 | 2022-06-09 | 2022-11-10 | 65800 | 2000 | Our World Energy | Purchase
UNSEDG-07126 | 86413 | PV (Photovoltaic) | 6.4 | 12473 | Residential | Non-Incentive | 3 - Installed | 2022-06-08 | 2022-06-10 | 2022-11-10 | 34147.99 | 2500 | Titan Solar Power | Purchase
UNSEDG-07169 | 86409 | PV (Photovoltaic) | 13.505 | 23422 | Residential | Non-Incentive | 3 - Installed | 2022-06-15 | 2022-06-20 | 2022-11-10 | 96582 | 19316.4 | ABP Electrical | Purchase
UNSEDG-07175 | 85648 | PV (Photovoltaic) | 11.7 | 16980 | Residential | Non-Incentive | 3 - Installed | 2022-06-16 |  | 2022-11-10 | 47500 | 2500 | Freedom Forever | Purchase
UNSEDG-07327 | 86404 | PV (Photovoltaic) | 9.88 | 13076 | Residential | Non-Incentive | 3 - Installed | 2022-07-08 | 2022-08-02 | 2022-11-10 | 40364 | 8072.8 | HAVASU SOLAR | Purchase
UNSEDG-07342 | 86409 | PV (Photovoltaic) | 13.2 | 21803 | Residential | Non-Incentive | 3 - Installed | 2022-07-11 | 2022-07-14 | 2022-11-10 | 65471.78 | 4000 | Southwest Electric, Inc. | Purchase
UNSEDG-07365 | 86406 | PV (Photovoltaic) | 12.8 | 23343 | Residential | Non-Incentive | 3 - Installed | 2022-07-14 | 2022-07-25 | 2022-11-10 | 46520 | 20920 | Streamline Solar Power Systems LLC | Purchase
UNSEDG-07458 | 86406 | PV (Photovoltaic) | 12.6 | 22630 | Residential | Non-Incentive | 3 - Installed | 2022-07-27 | 2022-08-01 | 2022-11-10 | 34510 | 6902 | ESMAY ELECTRIC, INC. | Purchase
UNSEDG-07558 | 86406 | PV (Photovoltaic) | 12.753 | 22143 | Residential | Non-Incentive | 3 - Installed | 2022-08-11 | 2022-08-11 | 2022-11-10 | 41824 | 8364.8 | ESMAY ELECTRIC, INC. | Lease
UNSEDG-07560 | 86406 | PV (Photovoltaic) | 14.388 | 24841 | Residential | Non-Incentive | 3 - Installed | 2022-08-11 | 2022-08-15 | 2022-11-10 | 52360 | 10472 | ESMAY ELECTRIC, INC. | Purchase
UNSEDG-07565 | 86404 | PV (Photovoltaic) | 13.2 | 25280 | Residential | Non-Incentive | 3 - Installed | 2022-08-12 | 2022-08-15 | 2022-11-10 | 40300 | 13900 | Streamline Solar Power Systems LLC | Purchase
UNSEDG-07580 | 86404 | PV (Photovoltaic) | 8.502 | 14951 | Residential | Non-Incentive | 3 - Installed | 2022-08-15 | 2022-08-18 | 2022-11-10 | 31744 | 6348.8 | ESMAY ELECTRIC, INC. | Purchase
UNSEDG-07599 | 86401 | PV (Photovoltaic) | 5.32 | 10374 | Residential | Non-Incentive | 3 - Installed | 2022-08-16 | 2022-08-23 | 2022-11-10 | 19000 | 1000 | Angle Solar | Purchase
UNSEDG-07604 | 86406 | PV (Photovoltaic) | 7.6 | 11913 | Residential | Non-Incentive | 3 - Installed | 2022-08-17 | 2022-09-16 | 2022-11-10 | 45357 | 11339.25 | Elevation Solar | Purchase
UNSEDG-07606 | 86404 | PV (Photovoltaic) | 12.8 | 21111 | Residential | Non-Incentive | 3 - Installed | 2022-08-17 | 2022-09-16 | 2022-11-10 | 63836 | 15959 | Elevation Solar , LLC | Purchase
UNSEDG-07617 | 86403 | PV (Photovoltaic) | 10.8 | 18673 | Residential | Non-Incentive | 3 - Installed | 2022-08-17 | 2022-08-23 | 2022-11-10 | 36046 | 7209.2 | HAVASU SOLAR | Purchase
UNSEDG-07633 | 86401 | PV (Photovoltaic) | 15.6 | 29625 | Residential | Non-Incentive | 3 - Installed | 2022-08-18 | 2022-08-23 | 2022-11-10 | 52739 | 10547.8 | HAVASU SOLAR | Purchase
UNSEDG-07673 | 86406 | PV (Photovoltaic) | 8.4 | 14820 | Residential | Non-Incentive | 3 - Installed | 2022-08-23 | 2022-08-29 | 2022-11-10 | 38193 | 9548.25 | Elevation Solar | Purchase
UNSEDG-07739 | 86404 | PV (Photovoltaic) | 11.2 | 15338 | Residential | Non-Incentive | 3 - Installed | 2022-09-01 | 2022-09-02 | 2022-11-10 | 15921 | 3184.2 | HAVASU SOLAR | Purchase
UNSEDG-07742 | 86409 | PV (Photovoltaic) | 7.6 | 15119 | Residential | Non-Incentive | 3 - Installed | 2022-09-01 | 2022-09-02 | 2022-11-10 | 27067 | 5413.4 | HAVASU SOLAR | Purchase
UNSEDG-07797 | 86404 | PV (Photovoltaic) | 12.4 | 21655 | Residential | Non-Incentive | 3 - Installed | 2022-09-08 | 2022-09-20 | 2022-11-10 | 39728 | 7945.6 | HAVASU SOLAR | Purchase
UNSEDG-07809 | 86404 | PV (Photovoltaic) | 17.2 | 32494 | Residential | Non-Incentive | 3 - Installed | 2022-09-09 | 2022-09-20 | 2022-11-10 | 43000 | 10000 | MOHAVE SOLAR | Purchase
UNSEDG-07819 | 86403 | PV (Photovoltaic) | 12 | 21457 | Residential | Non-Incentive | 3 - Installed | 2022-09-12 | 2022-09-20 | 2022-11-10 | 31961 | 6392.2 | HAVASU SOLAR | Purchase
UNSEDG-07897 | 86404 | PV (Photovoltaic) | 12.8 | 20972 | Residential | Non-Incentive | 3 - Installed | 2022-09-19 | 2022-09-28 | 2022-11-10 | 34116 | 6823.2 | HAVASU SOLAR | Purchase
UNSEDG-07980 | 86401 | PV (Photovoltaic) | 10.14 | 19251 | Residential | Non-Incentive | 3 - Installed | 2022-09-27 | 2022-10-04 | 2022-11-10 | 45630 | 2000 | ICON POWER | Purchase
UNSEDG-08021 | 86403 | PV (Photovoltaic) | 14.44 | 26391 | Residential | Non-Incentive | 3 - Installed | 2022-09-29 | 2022-10-03 | 2022-11-10 | 48985 | 9797 | HAVASU SOLAR | Purchase
UNSEDG-06440 | 86404 | PV (Photovoltaic) | 10.4 | 18083 | Residential | Non-Incentive | 3 - Installed | 2022-03-16 | 2022-04-05 | 2022-11-11 | 28445 | 3000 | Streamline Solar Power Systems, LLC | Purchase
UNSEDG-06680 | 85621 | PV (Photovoltaic) | 4.95 | 8086 | Residential | Non-Incentive | 3 - Installed | 2022-04-19 | 2022-05-16 | 2022-11-11 | 27126.5 | 4000 | Southwest Electric, Inc. | Purchase
UNSEDG-06833 | 85648 | PV (Photovoltaic) | 6 | 10749 | Residential | Non-Incentive | 3 - Installed | 2022-05-05 | 2022-05-20 | 2022-11-11 | 21600 | 4320 | Erus Energy | Lease
UNSEDG-06992 | 86401 | PV (Photovoltaic) | 9.5 | 11902 | Residential | Non-Incentive | 3 - Installed | 2022-05-25 | 2022-05-27 | 2022-11-11 | 33800 | 6760 | HAVASU SOLAR | Purchase
UNSEDG-07088 | 86404 | PV (Photovoltaic) | 11.02 | 20528 | Residential | Non-Incentive | 3 - Installed | 2022-06-06 | 2022-07-21 | 2022-11-11 | 34579 | 10000 | Mohave Solar | Purchase
UNSEDG-07137 | 85648 | PV (Photovoltaic) | 19.2 | 32725 | Residential | Non-Incentive | 3 - Installed | 2022-06-10 | 2022-06-13 | 2022-11-11 | 55680 | 2000 | Icon Power | Purchase
UNSEDG-07247 | 86413 | PV (Photovoltaic) | 5.32 | 10374 | Residential | Non-Incentive | 3 - Installed | 2022-06-27 | 2022-06-28 | 2022-11-11 | 20000 | 1000 | Angle Solar | Purchase
UNSEDG-07291 | 86413 | PV (Photovoltaic) | 4.18 | 8150 | Residential | Non-Incentive | 3 - Installed | 2022-06-30 | 2022-07-05 | 2022-11-11 | 18000 | 1000 | Angle Solar | Purchase
UNSEDG-07367 | 86403 | PV (Photovoltaic) | 16 | 29506 | Residential | Non-Incentive | 3 - Installed | 2022-07-14 | 2022-07-21 | 2022-11-11 | 59680 | 26080 | Streamline Solar Power Systems LLC | Purchase
UNSEDG-07428 | 86413 | PV (Photovoltaic) | 12.16 | 20069 | Residential | Non-Incentive | 3 - Installed | 2022-07-25 | 2022-09-02 | 2022-11-11 | 76850 | 15370 | HAVASU SOLAR | Purchase
UNSEDG-07437 | 86403 | PV (Photovoltaic) | 16.15 | 28033 | Residential | Non-Incentive | 3 - Installed | 2022-07-26 | 2022-07-28 | 2022-11-11 | 68159 | 13631.8 | ESMAY ELECTRIC, INC. | Purchase
UNSEDG-07457 | 86404 | PV (Photovoltaic) | 11.78 | 22448 | Residential | Non-Incentive | 3 - Installed | 2022-07-27 | 2022-08-01 | 2022-11-11 | 37477 | 7495.4 | HAVASU SOLAR | Purchase
UNSEDG-07466 | 86406 | PV (Photovoltaic) | 0.981 | 1575 | Residential | Non-Incentive | 3 - Installed | 2022-07-27 | 2022-07-28 | 2022-11-11 | 2746.8 | 549.36 | ESMAY ELECTRIC, INC. | Purchase
UNSEDG-07487 | 86413 | PV (Photovoltaic) | 4.18 | 8150 | Residential | Non-Incentive | 3 - Installed | 2022-08-01 | 2022-09-01 | 2022-11-11 | 16000 | 1000 | Angle Solar | Purchase
UNSEDG-07490 | 86401 | PV (Photovoltaic) | 5.46 | 10654 | Residential | Non-Incentive | 3 - Installed | 2022-08-01 | 2022-08-10 | 2022-11-11 | 20000 | 1000 | Angle Solar | Purchase
UNSEDG-07511 | 86406 | PV (Photovoltaic) | 16.8 | 31415 | Residential | Non-Incentive | 3 - Installed | 2022-08-03 | 2022-08-05 | 2022-11-11 | 44770 | 27970 | Streamline Solar Power Systems LLC | Purchase
UNSEDG-07566 | 86403 | PV (Photovoltaic) | 14 | 24950 | Residential | Non-Incentive | 3 - Installed | 2022-08-12 | 2022-08-15 | 2022-11-11 | 42840 | 14840 | Streamline Solar Power Systems, LLC | Purchase
UNSEDG-07576 | 86401 | PV (Photovoltaic) | 6.4 | 11436 | Residential | Non-Incentive | 3 - Installed | 2022-08-15 | 2022-08-15 | 2022-11-11 | 22080 | 4416 | HAVASU SOLAR | Purchase
UNSEDG-07588 | 86406 | PV (Photovoltaic) | 14.8 | 19897 | Residential | Non-Incentive | 3 - Installed | 2022-08-15 | 2022-09-16 | 2022-11-11 | 69510 | 17384.25 | Elevation Solar | Purchase
UNSEDG-07622 | 86404 | PV (Photovoltaic) | 7.6 | 13489 | Residential | Non-Incentive | 3 - Installed | 2022-08-18 | 2022-08-29 | 2022-11-11 | 37500 | 9375 | Elevation Solar | Purchase
UNSEDG-07645 | 86409 | PV (Photovoltaic) | 12.4 | 24087 | Residential | Non-Incentive | 3 - Installed | 2022-08-19 | 2022-08-23 | 2022-11-11 | 64063.95 | 2000 | ICON POWER | Purchase
UNSEDG-07692 | 86401 | PV (Photovoltaic) | 15.2 | 25736 | Residential | Non-Incentive | 3 - Installed | 2022-08-25 | 2022-08-29 | 2022-11-11 | 48861 | 9772.2 | HAVASU SOLAR | Purchase
UNSEDG-07711 | 86406 | PV (Photovoltaic) | 11.6 | 20549 | Residential | Non-Incentive | 3 - Installed | 2022-08-29 | 2022-09-01 | 2022-11-11 | 42337 | 8467.4 | HAVASU SOLAR | Purchase
UNSEDG-07713 | 86404 | PV (Photovoltaic) | 27.6 | 45531 | Residential | Non-Incentive | 3 - Installed | 2022-08-29 | 2022-09-01 | 2022-11-11 | 104273 | 20854.6 | HAVASU SOLAR | Purchase
UNSEDG-07720 | 85648 | PV (Photovoltaic) | 8.61 | 82 | Residential | Non-Incentive | 3 - Installed | 2022-08-30 | 2022-09-16 | 2022-11-11 | 56248 | 5113 | Big Star Builders | Purchase
UNSEDG-07729 | 86406 | PV (Photovoltaic) | 6.4 | 11580 | Residential | Non-Incentive | 3 - Installed | 2022-09-01 | 2022-09-01 | 2022-11-11 | 28800 | 7200 | Elevation Solar | Purchase
UNSEDG-07730 | 86403 | PV (Photovoltaic) | 8.8 | 16275 | Residential | Non-Incentive | 3 - Installed | 2022-09-01 | 2022-09-01 | 2022-11-11 | 24552 | 10000 | Mohave Solar | Purchase
UNSEDG-07755 | 86403 | PV (Photovoltaic) | 10 | 19146 | Residential | Non-Incentive | 3 - Installed | 2022-09-02 | 2022-09-09 | 2022-11-11 | 24801 | 4960.2 | HAVASU SOLAR | Purchase
UNSEDG-07759 | 86404 | PV (Photovoltaic) | 9.6 | 18269 | Residential | Non-Incentive | 3 - Installed | 2022-09-02 | 2022-09-20 | 2022-11-11 | 23614 | 4722.8 | HAVASU SOLAR | Purchase
UNSEDG-07785 | 86403 | PV (Photovoltaic) | 8.8 | 14384 | Residential | Non-Incentive | 3 - Installed | 2022-09-07 | 2022-10-04 | 2022-11-11 | 30369 | 6073.8 | HAVASU SOLAR | Purchase
UNSEDG-07786 | 85648 | PV (Photovoltaic) | 5.55 | 9743 | Residential | Non-Incentive | 3 - Installed | 2022-09-07 | 2022-10-10 | 2022-11-11 | 25688 | 2500 | Freedom Forever | Purchase
UNSEDG-07808 | 86401 | PV (Photovoltaic) | 4.18 | 8150 | Residential | Non-Incentive | 3 - Installed | 2022-09-09 | 2022-09-20 | 2022-11-11 | 18000 | 1000 | Angle Solar | Purchase
UNSEDG-07822 | 86403 | PV (Photovoltaic) | 12.8 | 21448 | Residential | Non-Incentive | 3 - Installed | 2022-09-12 | 2022-09-20 | 2022-11-11 | 47448 | 9489.6 | HAVASU SOLAR | Purchase
UNSEDG-07838 | 86404 | PV (Photovoltaic) | 13.2 | 21205 | Residential | Non-Incentive | 3 - Installed | 2022-09-13 | 2022-09-20 | 2022-11-11 | 45892 | 9178.4 | HAVASU SOLAR | Purchase
UNSEDG-07863 | 86406 | PV (Photovoltaic) | 12.54 | 21387 | Residential | Non-Incentive | 3 - Installed | 2022-09-15 | 2022-09-20 | 2022-11-11 | 41960 | 8392 | HAVASU SOLAR | Purchase
UNSEDG-07902 | 86401 | PV (Photovoltaic) | 9.6 | 17352 | Residential | Non-Incentive | 3 - Installed | 2022-09-19 | 2022-09-28 | 2022-11-11 | 31614 | 6322.8 | HAVASU SOLAR | Purchase
UNSEDG-07908 | 86401 | PV (Photovoltaic) | 8.4 | 16378 | Residential | Non-Incentive | 3 - Installed | 2022-09-19 | 2022-09-28 | 2022-11-11 | 28035 | 5607 | HAVASU SOLAR | Purchase
UNSEDG-07971 | 86409 | PV (Photovoltaic) | 14.06 | 25167 | Residential | Non-Incentive | 3 - Installed | 2022-09-27 | 2022-10-03 | 2022-11-11 | 47553 | 9506.6 | HAVASU SOLAR | Purchase
UNSEDG-08052 | 86406 | PV (Photovoltaic) | 10.26 | 18575 | Residential | Non-Incentive | 3 - Installed | 2022-09-29 | 2022-10-03 | 2022-11-11 | 34640 | 6928 | HAVASU SOLAR | Purchase
UNSEDG-08082 | 86406 | PV (Photovoltaic) | 22.8 | 32627 | Residential | Non-Incentive | 3 - Installed | 2022-09-30 | 2022-10-06 | 2022-11-11 | 78279 | 15655.8 | HAVASU SOLAR | Purchase
UNSEDG-08129 | 86401 | PV (Photovoltaic) | 10 | 18866 | Residential | Non-Incentive | 3 - Installed | 2022-10-03 | 2022-10-18 | 2022-11-11 | 24701 | 4940.2 | HAVASU SOLAR | Purchase
UNSEDG-07366 | 86403 | PV (Photovoltaic) | 12.8 | 21823 | Residential | Non-Incentive | 3 - Installed | 2022-07-14 | 2022-07-20 | 2022-11-14 | 58370 | 19872 | Streamline Solar Power Systems LLC | Purchase
UNSEDG-07438 | 85648 | PV (Photovoltaic) | 10.27 | 19189 | Residential | Non-Incentive | 3 - Installed | 2022-07-26 | 2022-08-18 | 2022-11-14 | 72325.78 | 2500 | Freedom Forever | Purchase
UNSEDG-07450 | 86403 | PV (Photovoltaic) | 14.45 | 25596 | Residential | Non-Incentive | 3 - Installed | 2022-07-27 | 2022-07-28 | 2022-11-14 | 58999 | 11799.8 | ESMAY ELECTRIC, INC. | Purchase
UNSEDG-07543 | 86404 | PV (Photovoltaic) | 20 | 34091 | Residential | Non-Incentive | 3 - Installed | 2022-08-09 | 2022-08-10 | 2022-11-14 | 64510 | 24510 | Streamline Solar Power Systems LLC | Purchase
UNSEDG-07549 | 86403 | PV (Photovoltaic) | 16 | 30623 | Residential | Non-Incentive | 3 - Installed | 2022-08-09 | 2022-08-10 | 2022-11-14 | 50890 | 18890 | Streamline Solar Power Systems LLC | Purchase
UNSEDG-07563 | 86406 | PV (Photovoltaic) | 19.38 | 36337 | Residential | Non-Incentive | 3 - Installed | 2022-08-11 | 2022-08-15 | 2022-11-14 | 81411 | 16282.2 | HAVASU SOLAR | Purchase
UNSEDG-07570 | 86404 | PV (Photovoltaic) | 7.92 | 14208 | Residential | Non-Incentive | 3 - Installed | 2022-08-12 | 2022-08-15 | 2022-11-14 | 25901.6 | 5180.32 | ESMAY ELECTRIC, INC. | Purchase
UNSEDG-07605 | 86406 | PV (Photovoltaic) | 15.48 | 26931 | Residential | Non-Incentive | 3 - Installed | 2022-08-17 | 2022-08-23 | 2022-11-14 | 44882.4 | 8976.48 | ESMAY ELECTRIC, INC. | Purchase
UNSEDG-07619 | 85648 | PV (Photovoltaic) | 5.55 | 10045 | Residential | Non-Incentive | 3 - Installed | 2022-08-17 | 2022-09-16 | 2022-11-14 | 25688 | 2500 | Freedom Forever | Purchase
UNSEDG-07644 | 86406 | PV (Photovoltaic) | 14.4 | 26632 | Residential | Non-Incentive | 3 - Installed | 2022-08-19 | 2022-08-23 | 2022-11-14 | 36864 | 10000 | Mohave Solar | Purchase
UNSEDG-07688 | 86404 | PV (Photovoltaic) | 12.099 | 21216 | Residential | Non-Incentive | 3 - Installed | 2022-08-25 | 2022-08-29 | 2022-11-14 | 34215 | 6843 | ESMAY ELECTRIC, INC. | Purchase
UNSEDG-07757 | 86406 | PV (Photovoltaic) | 6 | 10759 | Residential | Non-Incentive | 3 - Installed | 2022-09-02 | 2022-09-09 | 2022-11-14 | 20026 | 4005.2 | HAVASU SOLAR | Purchase
UNSEDG-07824 | 86404 | PV (Photovoltaic) | 11.2 | 20435 | Residential | Non-Incentive | 3 - Installed | 2022-09-12 | 2022-09-20 | 2022-11-14 | 28785 | 5757 | HAVASU SOLAR | Purchase
UNSEDG-07864 | 86404 | PV (Photovoltaic) | 18 | 31619 | Residential | Non-Incentive | 3 - Installed | 2022-09-15 | 2022-09-20 | 2022-11-14 | 59938 | 11987.6 | HAVASU SOLAR | Purchase
UNSEDG-07895 | 86406 | PV (Photovoltaic) | 10.26 | 17677 | Residential | Non-Incentive | 3 - Installed | 2022-09-19 | 2022-09-28 | 2022-11-14 | 33787 | 6757.4 | HAVASU SOLAR | Purchase
UNSEDG-05412 | 86401 | PV (Photovoltaic) | 5.51 | 9871 | Residential | Non-Incentive | 3 - Installed | 2021-08-06 | 2021-08-13 | 2022-11-15 | 31981.96 | 2500 | Titan Solar Power, Inc. | Purchase
UNSEDG-07121 | 85648 | PV (Photovoltaic) | 6.8 | 11666 | Residential | Non-Incentive | 3 - Installed | 2022-06-08 | 2022-06-09 | 2022-11-15 | 30781.09 | 2500 | Titan Solar Power | Purchase
UNSEDG-07325 | 86409 | PV (Photovoltaic) | 11.6 | 19846 | Residential | Non-Incentive | 3 - Installed | 2022-07-08 | 2022-07-12 | 2022-11-15 | 50078.27 | 2500 | Titan Solar Power | Purchase
UNSEDG-07436 | 86403 | PV (Photovoltaic) | 14.061 | 24112 | Residential | Non-Incentive | 3 - Installed | 2022-07-26 | 2022-07-28 | 2022-11-15 | 54094 | 10818.8 | ESMAY ELECTRIC, INC. | Purchase
UNSEDG-07479 | 86406 | PV (Photovoltaic) | 22.68 | 39826 | Residential | Non-Incentive | 3 - Installed | 2022-07-29 | 2022-08-01 | 2022-11-15 | 70127.5 | 14025.5 | ESMAY ELECTRIC, INC. | Purchase
UNSEDG-07488 | 86401 | PV (Photovoltaic) | 7.22 | 12009 | Residential | Non-Incentive | 3 - Installed | 2022-08-01 | 2022-09-01 | 2022-11-15 | 22000 | 2000 | Angle Solar | Purchase
UNSEDG-07620 | 86401 | PV (Photovoltaic) | 11.455 | 21797 | Residential | Non-Incentive | 3 - Installed | 2022-08-17 | 2022-08-23 | 2022-11-15 | 73117.18 | 2000 | ICON POWER | Purchase
UNSEDG-07649 | 86413 | PV (Photovoltaic) | 9.99 | 19364 | Residential | Non-Incentive | 3 - Installed | 2022-08-19 | 2022-08-29 | 2022-11-15 | 41174.29 | 2500 | VECTOR ENERGY LLC DBA FUSION POWER CO | Purchase
UNSEDG-07668 | 86401 | PV (Photovoltaic) | 5.32 | 10374 | Residential | Non-Incentive | 3 - Installed | 2022-08-23 | 2022-09-01 | 2022-11-15 | 17800 | 1000 | Angle Solar | Purchase
UNSEDG-07691 | 86401 | PV (Photovoltaic) | 17.02 | 28097 | Residential | Non-Incentive | 3 - Installed | 2022-08-25 | 2022-08-29 | 2022-11-15 | 85901 | 25770.3 | Sunup America | Purchase
UNSEDG-07766 | 86401 | PV (Photovoltaic) | 4.18 | 8150 | Residential | Non-Incentive | 3 - Installed | 2022-09-06 | 2022-09-12 | 2022-11-15 | 17000 | 1000 | Angle Solar | Purchase
UNSEDG-07817 | 86401 | PV (Photovoltaic) | 6.4 | 12622 | Residential | Non-Incentive | 3 - Installed | 2022-09-12 | 2022-10-03 | 2022-11-15 | 35560 | 2000 | ICON POWER | Purchase
UNSEDG-06682 | 86429 | PV (Photovoltaic) | 7.3 | 12871 | Residential | Non-Incentive | 3 - Installed | 2022-04-19 | 2022-05-16 | 2022-11-16 | 32242 | 500 | SUNSOLAR SOLUTIONS | Purchase
UNSEDG-06835 | 86404 | PV (Photovoltaic) | 5.84 | 10783 | Residential | Non-Incentive | 3 - Installed | 2022-05-05 | 2022-05-20 | 2022-11-17 | 24162.18 | 4000 | Southwest Electric, Inc. | Purchase
UNSEDG-07257 | 86406 | PV (Photovoltaic) | 8.74 | 14977 | Residential | Non-Incentive | 3 - Installed | 2022-06-27 | 2022-06-28 | 2022-11-17 | 46820 | 9364 | HAVASU SOLAR | Purchase
UNSEDG-07350 | 86406 | PV (Photovoltaic) | 14 | 24372 | Residential | Non-Incentive | 3 - Installed | 2022-07-12 | 2022-07-14 | 2022-11-17 | 54587 | 2000 | Our World Energy | Purchase
UNSEDG-07591 | 86404 | PV (Photovoltaic) | 17.331 | 28323 | Residential | Non-Incentive | 3 - Installed | 2022-08-16 | 2022-08-16 | 2022-11-17 | 49420.13 | 9884.03 | ESMAY ELECTRIC, INC. | Purchase
UNSEDG-07731 | 86404 | PV (Photovoltaic) | 9.6 | 18126 | Residential | Non-Incentive | 3 - Installed | 2022-09-01 | 2022-09-01 | 2022-11-17 | 26784 | 10000 | Mohave Solar | Purchase
UNSEDG-07789 | 86406 | PV (Photovoltaic) | 8.8 | 15893 | Residential | Non-Incentive | 3 - Installed | 2022-09-08 | 2022-09-20 | 2022-11-17 | 29370 | 5874 | HAVASU SOLAR | Purchase
UNSEDG-07840 | 86404 | PV (Photovoltaic) | 8 | 14824 | Residential | Non-Incentive | 3 - Installed | 2022-09-13 | 2022-09-20 | 2022-11-17 | 30456 | 6091.2 | HAVASU SOLAR | Purchase
UNSEDG-07896 | 86406 | PV (Photovoltaic) | 15.2 | 21978 | Residential | Non-Incentive | 3 - Installed | 2022-09-19 | 2022-09-28 | 2022-11-17 | 30433 | 6086.6 | HAVASU SOLAR | Purchase
UNSEDG-07999 | 86406 | PV (Photovoltaic) | 15.58 | 27913 | Residential | Non-Incentive | 3 - Installed | 2022-09-28 | 2022-10-03 | 2022-11-17 | 54079 | 10815.8 | HAVASU SOLAR | Purchase
UNSEDG-07048 | 85621 | PV (Photovoltaic) | 5.53 | 9168 | Residential | Non-Incentive | 3 - Installed | 2022-06-01 | 2022-06-06 | 2022-11-18 | 32785 | 3278 | Inty Power LLC | Purchase
UNSEDG-07104 | 86403 | PV (Photovoltaic) | 10.95 | 19949 | Residential | Non-Incentive | 3 - Installed | 2022-06-06 | 2022-06-06 | 2022-11-18 | 45819.45 | 4000 | Southwest Electric, Inc. | Purchase
UNSEDG-07193 | 86404 | PV (Photovoltaic) | 13.14 | 22020 | Residential | Non-Incentive | 3 - Installed | 2022-06-20 | 2022-06-24 | 2022-11-18 | 54364.92 | 4000 | Southwest Electric, Inc. | Purchase
UNSEDG-07358 | 86406 | PV (Photovoltaic) | 16 | 26915 | Residential | Non-Incentive | 3 - Installed | 2022-07-14 | 2022-07-14 | 2022-11-18 | 58100 | 2000 | Our World Energy | Purchase
UNSEDG-07381 | 86406 | PV (Photovoltaic) | 16.4 | 28328 | Residential | Non-Incentive | 3 - Installed | 2022-07-18 | 2022-07-21 | 2022-11-18 | 63153 | 2000 | Our World Energy | Purchase
UNSEDG-07743 | 86404 | PV (Photovoltaic) | 15.2 | 26305 | Residential | Non-Incentive | 3 - Installed | 2022-09-01 | 2022-09-02 | 2022-11-18 | 67320 | 2000 | Our World Energy | Purchase
UNSEDG-07821 | 86404 | PV (Photovoltaic) | 8.74 | 15367 | Residential | Non-Incentive | 3 - Installed | 2022-09-12 | 2022-09-20 | 2022-11-18 | 21628 | 4325.6 | HAVASU SOLAR | Purchase
UNSEDG-08223 | 86403 | PV (Photovoltaic) | 9.6 | 18044 | Residential | Non-Incentive | 3 - Installed | 2022-10-19 | 2022-11-08 | 2022-11-18 | 28800 | 14000 | AAA Electric | Purchase
UNSEDG-06473 | 86406 | PV (Photovoltaic) | 14.7 | 27066 | Residential | Non-Incentive | 3 - Installed | 2022-03-21 | 2022-04-07 | 2022-11-21 | 65652 | 15652 | AZ Sun Services | Purchase
UNSEDG-06659 | 86409 | PV (Photovoltaic) | 8.8 | 15521 | Residential | Non-Incentive | 3 - Installed | 2022-04-18 | 2022-05-11 | 2022-11-21 | 45811.59 | 2500 | Titan Solar Power | Purchase
UNSEDG-06916 | 86409 | PV (Photovoltaic) | 8.64 | 16685 | Residential | Non-Incentive | 3 - Installed | 2022-05-17 | 2022-06-13 | 2022-11-21 | 44870 | 22435 | solcius LLC | Purchase
UNSEDG-07148 | 86404 | PV (Photovoltaic) | 7.77 | 13147 | Residential | Non-Incentive | 3 - Installed | 2022-06-14 | 2022-06-20 | 2022-11-21 | 32414 | 9724.2 | Sunup America | Purchase
UNSEDG-07403 | 86403 | PV (Photovoltaic) | 10.8 | 17529 | Residential | Non-Incentive | 3 - Installed | 2022-07-21 | 2022-07-25 | 2022-11-21 | 47574 | 2000 | Our World Energy | Purchase
UNSEDG-07449 | 86406 | PV (Photovoltaic) | 10.4 | 17587 | Residential | Non-Incentive | 3 - Installed | 2022-07-27 | 2022-07-28 | 2022-11-21 | 47528 | 2000 | Our World Energy | Purchase
UNSEDG-07533 | 86401 | PV (Photovoltaic) | 14.8 | 26728 | Residential | Non-Incentive | 3 - Installed | 2022-08-08 | 2022-08-09 | 2022-11-21 | 69037.49 | 2000 | ICON POWER | Purchase
UNSEDG-07594 | 86401 | PV (Photovoltaic) | 4.2 | 8145 | Residential | Non-Incentive | 3 - Installed | 2022-08-16 | 2022-08-16 | 2022-11-21 | 21000 | 2000 | ICON POWER | Purchase
UNSEDG-07689 | 86406 | PV (Photovoltaic) | 11.772 | 20882 | Residential | Non-Incentive | 3 - Installed | 2022-08-25 | 2022-08-29 | 2022-11-21 | 33707 | 6741.4 | ESMAY ELECTRIC, INC. | Purchase
UNSEDG-07747 | 86406 | PV (Photovoltaic) | 5.2 | 9505 | Residential | Non-Incentive | 3 - Installed | 2022-09-02 | 2022-09-20 | 2022-11-21 | 21632 | 5408 | Elevation Solar | Purchase
UNSEDG-07780 | 86401 | PV (Photovoltaic) | 4.94 | 9634 | Residential | Non-Incentive | 3 - Installed | 2022-09-07 | 2022-09-16 | 2022-11-21 | 17800 | 1000 | ANGLE SOLAR | Purchase
UNSEDG-07825 | 86404 | PV (Photovoltaic) | 17.48 | 23171 | Residential | Non-Incentive | 3 - Installed | 2022-09-12 | 2022-09-20 | 2022-11-21 | 60147 | 12029.4 | HAVASU SOLAR | Purchase
UNSEDG-08205 | 86401 | PV (Photovoltaic) | 11.55 | 19647 | Residential | Non-Incentive | 3 - Installed | 2022-10-13 | 2022-10-31 | 2022-11-21 | 46800 | 14040 | Sunup America | Purchase
UNSEDG-07584 | 86406 | PV (Photovoltaic) | 11.2 | 20290 | Residential | Non-Incentive | 3 - Installed | 2022-08-15 | 2022-08-16 | 2022-11-22 | 36470 | 13790 | Streamline Solar Power Systems LLC | Purchase
UNSEDG-07601 | 86406 | PV (Photovoltaic) | 18 | 31551 | Residential | Non-Incentive | 3 - Installed | 2022-08-16 | 2022-08-18 | 2022-11-22 | 62776 | 12555.2 | HAVASU SOLAR | Purchase
UNSEDG-07758 | 86404 | PV (Photovoltaic) | 10.4 | 17274 | Residential | Non-Incentive | 3 - Installed | 2022-09-02 | 2022-09-09 | 2022-11-22 | 36008 | 7201.6 | HAVASU SOLAR | Purchase
UNSEDG-07776 | 86406 | PV (Photovoltaic) | 13.08 | 23191 | Residential | Non-Incentive | 3 - Installed | 2022-09-06 | 2022-09-16 | 2022-11-22 | 46421 | 9284.2 | ESMAY ELECTRIC, INC. | Purchase
UNSEDG-07820 | 86406 | PV (Photovoltaic) | 21.2 | 33919 | Residential | Non-Incentive | 3 - Installed | 2022-09-12 | 2022-09-20 | 2022-11-22 | 74376 | 14875.2 | HAVASU SOLAR | Purchase
UNSEDG-07830 | 86406 | PV (Photovoltaic) | 14.45 | 24911 | Residential | Non-Incentive | 3 - Installed | 2022-09-13 | 2022-09-20 | 2022-11-22 | 64119 | 12823.8 | ESMAY ELECTRIC, INC. | Purchase
UNSEDG-07872 | 86406 | PV (Photovoltaic) | 7.2 | 13227 | Residential | Non-Incentive | 3 - Installed | 2022-09-16 | 2022-09-20 | 2022-11-22 | 31907 | 2000 | Our World Energy | Purchase
UNSEDG-07022 | 86403 | PV (Photovoltaic) | 17.6 | 28701 | Residential | Non-Incentive | 3 - Installed | 2022-05-31 | 2022-06-02 | 2022-11-23 | 62866.17 | 2500 | Titan Solar Power | Purchase
UNSEDG-07431 | 86444 | PV (Photovoltaic) | 14.85 | 26709 | Residential | Non-Incentive | 3 - Installed | 2022-07-26 | 2022-07-27 | 2022-11-23 | 59547 | 17864.1 | Sunup America | Purchase
UNSEDG-07572 | 86413 | PV (Photovoltaic) | 13.2 | 20405 | Residential | Non-Incentive | 3 - Installed | 2022-08-12 | 2022-08-15 | 2022-11-23 | 44730 | 8946 | HAVASU SOLAR | Purchase
UNSEDG-07579 | 86444 | PV (Photovoltaic) | 7.77 | 12730 | Residential | Non-Incentive | 3 - Installed | 2022-08-15 | 2022-08-18 | 2022-11-23 | 35120 | 10536 | Sunup America | Purchase
UNSEDG-07690 | 86413 | PV (Photovoltaic) | 7.98 | 15222 | Residential | Non-Incentive | 3 - Installed | 2022-08-25 | 2022-09-29 | 2022-11-23 | 27309 | 5461.8 | HAVASU SOLAR | Purchase
UNSEDG-07781 | 86413 | PV (Photovoltaic) | 4.18 | 8150 | Residential | Non-Incentive | 3 - Installed | 2022-09-07 | 2022-09-16 | 2022-11-23 | 17000 | 1000 | Angle Solar | Purchase
UNSEDG-07791 | 86404 | PV (Photovoltaic) | 7.6 | 14439 | Residential | Non-Incentive | 3 - Installed | 2022-09-08 | 2022-09-20 | 2022-11-28 | 26175 | 5235 | HAVASU SOLAR | Purchase
UNSEDG-07803 | 86406 | PV (Photovoltaic) | 5.95 | 10539 | Residential | Non-Incentive | 3 - Installed | 2022-09-09 | 2022-09-20 | 2022-11-28 | 26233 | 5246.6 | ESMAY ELECTRIC, INC. | Purchase
UNSEDG-07914 | 86404 | PV (Photovoltaic) | 9.6 | 17302 | Residential | Non-Incentive | 3 - Installed | 2022-09-20 | 2022-09-28 | 2022-11-28 | 37726 | 2000 | OUR WORLD ENERGY | Purchase
UNSEDG-07505 | 86401 | PV (Photovoltaic) | 9.6 | 18589 | Residential | Non-Incentive | 3 - Installed | 2022-08-03 | 2022-08-04 | 2022-11-30 | 32041 | 6408.2 | HAVASU SOLAR | Purchase
UNSEDG-07681 | 85648 | PV (Photovoltaic) | 10.005 | 17861 | Residential | Non-Incentive | 3 - Installed | 2022-08-25 | 2022-08-25 | 2022-11-30 | 54751.01 | 27375.5 | solar energy consulting | Purchase
UNSEDG-07852 | 86413 | PV (Photovoltaic) | 4.18 | 8150 | Residential | Non-Incentive | 3 - Installed | 2022-09-14 | 2022-09-20 | 2022-11-30 | 17000 | 1000 | Angle Solar | Purchase
UNSEDG-07934 | 86413 | PV (Photovoltaic) | 4.18 | 8150 | Residential | Non-Incentive | 3 - Installed | 2022-09-21 | 2022-10-03 | 2022-11-30 | 16400 | 1000 | ANGLE SOLAR | Purchase
UNSEDG-05945 | 86406 | PV (Photovoltaic) | 23.2 | 37589 | Residential | Non-Incentive | 3 - Installed | 2021-12-06 | 2021-12-20 | 2022-12-01 | 96653.24 | 2000 | Our World Energy | Purchase
UNSEDG-07091 | 86404 | PV (Photovoltaic) | 12.41 | 19031 | Residential | Non-Incentive | 3 - Installed | 2022-06-06 | 2022-06-06 | 2022-12-01 | 64157.37 | 4000 | Southwest Electric, Inc. | Purchase
UNSEDG-07273 | 86401 | PV (Photovoltaic) | 9.2 | 16454 | Residential | Non-Incentive | 3 - Installed | 2022-06-29 | 2022-07-01 | 2022-12-01 | 41643.38 | 2500 | Titan Solar Power | Purchase
UNSEDG-07275 | 86401 | PV (Photovoltaic) | 4 | 7021 | Residential | Non-Incentive | 3 - Installed | 2022-06-29 | 2022-06-30 | 2022-12-01 | 23500 | 2500 | Titan Solar Power | Purchase
UNSEDG-07344 | 86406 | PV (Photovoltaic) | 12.8 | 22693 | Residential | Non-Incentive | 3 - Installed | 2022-07-12 | 2022-07-14 | 2022-12-01 | 45520 | 2000 | Our World Energy | Purchase
UNSEDG-07499 | 86406 | PV (Photovoltaic) | 12.8 | 22772 | Residential | Non-Incentive | 3 - Installed | 2022-08-02 | 2022-08-05 | 2022-12-01 | 34421 | 8821 | Streamline Solar Power Systems, LLC | Purchase
UNSEDG-07600 | 86406 | PV (Photovoltaic) | 9.6 | 17280 | Residential | Non-Incentive | 3 - Installed | 2022-08-16 | 2022-08-18 | 2022-12-01 | 33986 | 6797.6 | HAVASU SOLAR | Purchase
UNSEDG-07660 | 86406 | PV (Photovoltaic) | 16 | 26517 | Residential | Non-Incentive | 3 - Installed | 2022-08-22 | 2022-08-23 | 2022-12-01 | 48675 | 9735 | HAVASU SOLAR | Purchase
UNSEDG-07671 | 86401 | PV (Photovoltaic) | 5.32 | 10374 | Residential | Non-Incentive | 3 - Installed | 2022-08-23 | 2022-09-16 | 2022-12-01 | 19000 | 1000 | Angle Solar | Purchase
UNSEDG-07839 | 86406 | PV (Photovoltaic) | 11.6 | 20285 | Residential | Non-Incentive | 3 - Installed | 2022-09-13 | 2022-09-20 | 2022-12-01 | 38866 | 7773.2 | HAVASU SOLAR | Purchase
UNSEDG-07944 | 86409 | PV (Photovoltaic) | 6 | 10122 | Residential | Non-Incentive | 3 - Installed | 2022-09-21 | 2022-10-03 | 2022-12-01 | 19759 | 3951.8 | HAVASU SOLAR | Purchase
UNSEDG-07977 | 86401 | PV (Photovoltaic) | 8.19 | 16284 | Residential | Non-Incentive | 3 - Installed | 2022-09-27 | 2022-10-04 | 2022-12-01 | 42611.54 | 2000 | ICON POWER | Purchase
UNSEDG-07998 | 86401 | PV (Photovoltaic) | 10.14 | 17388 | Residential | Non-Incentive | 3 - Installed | 2022-09-28 | 2022-10-11 | 2022-12-01 | 45045 | 2000 | ICON POWER | Purchase
UNSEDG-08146 | 86404 | PV (Photovoltaic) | 3.7 | 6844 | Residential | Non-Incentive | 3 - Installed | 2022-10-04 | 2022-11-02 | 2022-12-01 | 9300 | 0 | NONE | Purchase
UNSEDG-06622 | 86409 | PV (Photovoltaic) | 7.92 | 12733 | Residential | Non-Incentive | 3 - Installed | 2022-04-13 | 2022-05-06 | 2022-12-02 | 44500 | 13350 | SunUp America | Purchase
UNSEDG-06774 | 86409 | PV (Photovoltaic) | 16 | 17643 | Residential | Non-Incentive | 3 - Installed | 2022-04-28 | 2022-05-19 | 2022-12-02 | 83607.64 | 2500 | Titan Solar Power | Purchase
UNSEDG-06818 | 86409 | PV (Photovoltaic) | 4.4 | 8593 | Residential | Non-Incentive | 3 - Installed | 2022-05-04 | 2022-05-20 | 2022-12-02 | 25390.48 | 2000 | ICON POWER | Purchase
UNSEDG-06860 | 86441 | PV (Photovoltaic) | 5.76 | 9482 | Residential | Non-Incentive | 3 - Installed | 2022-05-10 | 2022-06-01 | 2022-12-02 | 31904.9 | 5000 | On Point Solar Power | Purchase
UNSEDG-06984 | 85648 | PV (Photovoltaic) | 9.38 | 17441 | Residential | Non-Incentive | 3 - Installed | 2022-05-24 | 2022-05-27 | 2022-12-02 | 41745.44 | 2500 | Freedom Forever | Purchase
UNSEDG-07222 | 86401 | PV (Photovoltaic) | 6 | 10123 | Residential | Non-Incentive | 3 - Installed | 2022-06-22 | 2022-06-23 | 2022-12-02 | 272220 | 2000 | Icon Power | Purchase
UNSEDG-07310 | 86409 | PV (Photovoltaic) | 6 | 10259 | Residential | Non-Incentive | 3 - Installed | 2022-07-06 | 2022-07-07 | 2022-12-02 | 31387.12 | 2500 | Sunrun | Purchase
UNSEDG-07506 | 86404 | PV (Photovoltaic) | 12.4 | 23426 | Residential | Non-Incentive | 3 - Installed | 2022-08-03 | 2022-08-04 | 2022-12-02 | 34480 | 10000 | Mohave Solar | Purchase
UNSEDG-07609 | 85648 | PV (Photovoltaic) | 6 | 11379 | Residential | Non-Incentive | 3 - Installed | 2022-08-17 | 2022-09-16 | 2022-12-02 | 30524.92 | 2500 | Titan Solar Power, Inc. | Purchase
UNSEDG-07761 | 85648 | PV (Photovoltaic) | 7.11 | 12341 | Residential | Non-Incentive | 3 - Installed | 2022-09-02 | 2022-10-11 | 2022-12-02 | 33400 | 2500 | Freedom Forever | Purchase
UNSEDG-07773 | 86404 | PV (Photovoltaic) | 10.137 | 17101 | Residential | Non-Incentive | 3 - Installed | 2022-09-06 | 2022-09-12 | 2022-12-02 | 41721 | 8344.2 | ESMAY ELECTRIC, INC. | Purchase
UNSEDG-07806 | 86409 | PV (Photovoltaic) | 11.2 | 18451 | Residential | Non-Incentive | 3 - Installed | 2022-09-09 | 2022-09-20 | 2022-12-02 | 60644.29 | 2000 | ICON POWER | Purchase
UNSEDG-05420 | 85621 | PV (Photovoltaic) | 5.95 | 10206 | Residential | Non-Incentive | 3 - Installed | 2021-08-09 | 2021-08-13 | 2022-12-05 | 25347 | 5069.4 | Erus Energy | Purchase
UNSEDG-06520 | 85621 | PV (Photovoltaic) | 8.375 | 11820 | Residential | Non-Incentive | 3 - Installed | 2022-03-28 | 2022-04-28 | 2022-12-05 | 25836 | 2500 | Freedom Forever | Purchase
UNSEDG-06586 | 86401 | PV (Photovoltaic) | 6 | 10210 | Residential | Non-Incentive | 3 - Installed | 2022-04-07 | 2022-05-03 | 2022-12-05 | 34033.12 | 2500 | Titan Solar Power | Purchase
UNSEDG-07235 | 86409 | PV (Photovoltaic) | 4.8 | 9306 | Residential | Non-Incentive | 3 - Installed | 2022-06-24 | 2022-06-27 | 2022-12-05 | 27584.77 | 2500 | Titan Solar Power | Purchase
UNSEDG-07422 | 86403 | PV (Photovoltaic) | 10.95 | 18489 | Residential | Non-Incentive | 3 - Installed | 2022-07-25 | 2022-07-26 | 2022-12-05 | 47836.02 | 4000 | Southwest Electric, Inc. | Purchase
UNSEDG-07425 | 86401 | PV (Photovoltaic) | 5.6 | 10546 | Residential | Non-Incentive | 3 - Installed | 2022-07-25 | 2022-08-05 | 2022-12-05 | 31228 | 2500 | Titan Solar Power, Inc. | Purchase
UNSEDG-07556 | 86406 | PV (Photovoltaic) | 12.8 | 23335 | Residential | Non-Incentive | 3 - Installed | 2022-08-10 | 2022-08-10 | 2022-12-05 | 51980 | 21980 | Streamline Solar Power Systems LLC | Purchase
UNSEDG-07557 | 86401 | PV (Photovoltaic) | 14.4 | 23137 | Residential | Non-Incentive | 3 - Installed | 2022-08-10 | 2022-08-10 | 2022-12-05 | 49600 | 19600 | Streamline Solar Power Systems LLC | Purchase
UNSEDG-07815 | 86403 | PV (Photovoltaic) | 14 | 25168 | Residential | Non-Incentive | 3 - Installed | 2022-09-12 | 2022-09-20 | 2022-12-05 | 36233 | 8233 | Streamline Solar Power Systems LLC | Purchase
UNSEDG-07832 | 86406 | PV (Photovoltaic) | 12.426 | 21518 | Residential | Non-Incentive | 3 - Installed | 2022-09-13 | 2022-09-20 | 2022-12-05 | 36661 | 7332.2 | ESMAY ELECTRIC, INC. | Purchase
UNSEDG-07942 | 86404 | PV (Photovoltaic) | 32.4 | 59219 | Residential | Non-Incentive | 3 - Installed | 2022-09-21 |  | 2022-12-05 | 79000 | 15800 | HAVASU SOLAR | Purchase
UNSEDG-08047 | 86406 | PV (Photovoltaic) | 19.6 | 32618 | Residential | Non-Incentive | 3 - Installed | 2022-09-29 | 2022-10-03 | 2022-12-05 | 71749 | 14349.8 | HAVASU SOLAR | Purchase
UNSEDG-08160 | 86404 | PV (Photovoltaic) | 11.4 | 19911 | Residential | Non-Incentive | 3 - Installed | 2022-10-06 | 2022-10-18 | 2022-12-05 | 45938 | 9187.6 | HAVASU SOLAR | Purchase
UNSEDG-07804 | 86406 | PV (Photovoltaic) | 9.483 | 15643 | Residential | Non-Incentive | 3 - Installed | 2022-09-09 | 2022-09-28 | 2022-12-06 | 28611.04 | 5722.21 | ESMAY ELECTRIC, INC. | Purchase
UNSEDG-07945 | 86403 | PV (Photovoltaic) | 17.6 | 29210 | Residential | Non-Incentive | 3 - Installed | 2022-09-21 | 2022-10-03 | 2022-12-06 | 62116 | 12423.2 | HAVASU SOLAR | Purchase
UNSEDG-08002 | 86403 | PV (Photovoltaic) | 6.4 | 11973 | Residential | Non-Incentive | 3 - Installed | 2022-09-28 | 2022-10-03 | 2022-12-06 | 16448 | 3289.6 | HAVASU SOLAR | Purchase
UNSEDG-08136 | 86406 | PV (Photovoltaic) | 11.2 | 20382 | Residential | Non-Incentive | 3 - Installed | 2022-10-03 | 2022-10-18 | 2022-12-06 | 39678 | 7935.6 | HAVASU SOLAR | Purchase
UNSEDG-07312 | 86413 | PV (Photovoltaic) | 7.2 | 14389 | Residential | Non-Incentive | 3 - Installed | 2022-07-06 | 2022-07-07 | 2022-12-07 | 25370 | 10970 | Streamline Solar Power Systems LLC | Purchase
UNSEDG-07408 | 85648 | PV (Photovoltaic) | 9.36 | 16272 | Residential | Non-Incentive | 3 - Installed | 2022-07-21 | 2022-08-29 | 2022-12-07 | 40412 | 2500 | Freedom Forever | Purchase
UNSEDG-07648 | 86403 | PV (Photovoltaic) | 13.2 | 22649 | Residential | Non-Incentive | 3 - Installed | 2022-08-19 | 2022-08-23 | 2022-12-07 | 55289 | 2000 | OUR WORLD ENERGY | Purchase
UNSEDG-07651 | 86403 | PV (Photovoltaic) | 210.21 | 379374 | Non-Residential | Non-Incentive | 3 - Installed | 2022-08-19 |  | 2022-12-07 | 455000 | 100000 | Mohave Solar | Purchase
UNSEDG-07680 | 86404 | PV (Photovoltaic) | 11.2 | 19038 | Residential | Non-Incentive | 3 - Installed | 2022-08-24 | 2022-08-25 | 2022-12-07 | 34270 | 6854 | ESMAY ELECTRIC, INC. | Purchase
UNSEDG-07709 | 86406 | PV (Photovoltaic) | 6.8 | 12377 | Residential | Non-Incentive | 3 - Installed | 2022-08-29 | 2022-09-01 | 2022-12-07 | 25267 | 2000 | OUR WORLD ENERGY | Purchase
UNSEDG-06724 | 86403 | PV (Photovoltaic) | 8.8 | 15055 | Residential | Non-Incentive | 3 - Installed | 2022-04-22 | 2022-05-17 | 2022-12-09 | 39036.76 | 2000 | Our World Energy | Purchase
UNSEDG-07078 | 85648 | PV (Photovoltaic) | 7.2 | 12235 | Residential | Non-Incentive | 3 - Installed | 2022-06-03 | 2022-08-05 | 2022-12-09 | 33833 | 2000 | Our World Energy | Purchase
UNSEDG-07654 | 85648 | PV (Photovoltaic) | 10.8 | 19580 | Residential | Non-Incentive | 3 - Installed | 2022-08-22 | 2022-10-04 | 2022-12-09 | 40896 | 28627.2 | Tesla Energy Operations, Inc. | Purchase
UNSEDG-07670 | 85648 | PV (Photovoltaic) | 10.27 | 17423 | Residential | Non-Incentive | 3 - Installed | 2022-08-23 | 2022-11-08 | 2022-12-09 | 37018.63 | 16478.63 | Inty Power | Purchase
UNSEDG-08213 | 85648 | PV (Photovoltaic) | 6.32 | 11924 | Residential | Non-Incentive | 3 - Installed | 2022-10-17 | 2022-10-28 | 2022-12-09 | 23558.5 | 2500 | Freedom Forever | Purchase
UNSEDG-07585 | 86406 | PV (Photovoltaic) | 13.2 | 23303 | Residential | Non-Incentive | 3 - Installed | 2022-08-15 | 2022-08-16 | 2022-12-12 | 52170 | 25170 | Streamline Solar Power Systems LLC | Purchase
UNSEDG-08000 | 86406 | PV (Photovoltaic) | 16.4 | 27182 | Residential | Non-Incentive | 3 - Installed | 2022-09-28 | 2022-10-03 | 2022-12-12 | 75000 | 15000 | HAVASU SOLAR | Purchase
UNSEDG-08005 | 86403 | PV (Photovoltaic) | 18.4 | 29920 | Residential | Non-Incentive | 3 - Installed | 2022-09-28 | 2022-10-03 | 2022-12-12 | 64381 | 12876.2 | HAVASU SOLAR | Purchase
UNSEDG-08006 | 86403 | PV (Photovoltaic) | 6 | 10908 | Residential | Non-Incentive | 3 - Installed | 2022-09-28 | 2022-10-03 | 2022-12-12 | 14821 | 2964.2 | HAVASU SOLAR | Purchase
UNSEDG-08029 | 86401 | PV (Photovoltaic) | 4.18 | 8150 | Residential | Non-Incentive | 3 - Installed | 2022-09-29 | 2022-10-28 | 2022-12-12 | 16400 | 1000 | ANGLE SOLAR | Purchase
UNSEDG-08070 | 86404 | PV (Photovoltaic) | 13.2 | 21687 | Residential | Non-Incentive | 3 - Installed | 2022-09-30 | 2022-10-06 | 2022-12-12 | 33744 | 6748.8 | HAVASU SOLAR | Purchase
UNSEDG-08128 | 86403 | PV (Photovoltaic) | 12 | 20356 | Residential | Non-Incentive | 3 - Installed | 2022-10-03 | 2022-10-18 | 2022-12-12 | 40321 | 8064.2 | HAVASU SOLAR | Purchase
UNSEDG-08131 | 86406 | PV (Photovoltaic) | 11.78 | 20122 | Residential | Non-Incentive | 3 - Installed | 2022-10-03 | 2022-10-18 | 2022-12-12 | 46337 | 9267.4 | HAVASU SOLAR | Purchase
UNSEDG-06015 | 86403 | PV (Photovoltaic) | 12 | 20710 | Residential | Non-Incentive | 3 - Installed | 2021-12-21 | 2022-01-19 | 2022-12-14 | 59181 | 2000 | Our World Energy | Purchase
UNSEDG-06794 | 86403 | PV (Photovoltaic) | 22.8 | 37485 | Residential | Non-Incentive | 3 - Installed | 2022-04-29 | 2022-05-19 | 2022-12-14 | 101140.68 | 2000 | Our World Energy | Purchase
UNSEDG-07162 | 86403 | PV (Photovoltaic) | 15.58 | 29523 | Residential | Non-Incentive | 3 - Installed | 2022-06-14 | 2022-06-20 | 2022-12-14 | 40065 | 8013 | HAVASU SOLAR | Purchase
UNSEDG-07299 | 86413 | PV (Photovoltaic) | 8.88 | 17194 | Residential | Non-Incentive | 3 - Installed | 2022-07-01 | 2022-07-05 | 2022-12-14 | 21046 | 16836.8 | HAVASU SOLAR | Purchase
UNSEDG-07330 | 86426 | PV (Photovoltaic) | 4 | 6648 | Residential | Non-Incentive | 3 - Installed | 2022-07-11 | 2022-09-16 | 2022-12-14 | 20121 | 8421 | Elevation Solar | Purchase
UNSEDG-07337 | 86426 | PV (Photovoltaic) | 6 | 9872 | Residential | Non-Incentive | 3 - Installed | 2022-07-11 | 2022-09-16 | 2022-12-14 | 25740 | 10877 | Elevation Solar | Purchase
UNSEDG-07423 | 86409 | PV (Photovoltaic) | 7.2 | 12577 | Residential | Non-Incentive | 3 - Installed | 2022-07-25 | 2022-07-26 | 2022-12-14 | 26277 | 2000 | Our World Energy | Purchase
UNSEDG-07530 | 86413 | PV (Photovoltaic) | 6.4 | 12559 | Residential | Non-Incentive | 3 - Installed | 2022-08-06 | 2022-09-16 | 2022-12-14 | 22857 | 5714.25 | Elevation Solar | Purchase
UNSEDG-07539 | 86413 | PV (Photovoltaic) | 8.8 | 14353 | Residential | Non-Incentive | 3 - Installed | 2022-08-08 | 2022-08-11 | 2022-12-14 | 39000 | 11700 | Sunup America | Purchase
UNSEDG-07559 | 86406 | PV (Photovoltaic) | 19.125 | 33033 | Residential | Non-Incentive | 3 - Installed | 2022-08-11 | 2022-08-15 | 2022-12-14 | 80831 | 16166.2 | ESMAY ELECTRIC, INC. | Purchase
UNSEDG-07583 | 86403 | PV (Photovoltaic) | 10.4 | 17247 | Residential | Non-Incentive | 3 - Installed | 2022-08-15 | 2022-08-16 | 2022-12-14 | 47528 | 2000 | Our World Energy | Purchase
UNSEDG-07586 | 86403 | PV (Photovoltaic) | 11.6 | 21106 | Residential | Non-Incentive | 3 - Installed | 2022-08-15 | 2022-08-16 | 2022-12-14 | 38340 | 15140 | Streamline Solar Power Systems LLC | Purchase
UNSEDG-07608 | 86413 | PV (Photovoltaic) | 6 | 11564 | Residential | Non-Incentive | 3 - Installed | 2022-08-17 | 2022-08-18 | 2022-12-14 | 20026 | 4005.2 | HAVASU SOLAR | Purchase
UNSEDG-07714 | 86426 | PV (Photovoltaic) | 12.8 | 21840 | Residential | Non-Incentive | 3 - Installed | 2022-08-29 | 2022-09-16 | 2022-12-14 | 59814 | 14953.5 | Elevation Solar , LLC | Purchase
UNSEDG-07715 | 86426 | PV (Photovoltaic) | 17.6 | 29258 | Residential | Non-Incentive | 3 - Installed | 2022-08-29 | 2022-09-01 | 2022-12-14 | 59414 | 11882.8 | HAVASU SOLAR | Purchase
UNSEDG-07771 | 86429 | PV (Photovoltaic) | 11.715 | 19656 | Residential | Non-Incentive | 3 - Installed | 2022-09-06 | 2022-09-12 | 2022-12-14 | 45000 | 13500 | Sunup America | Purchase
UNSEDG-07875 | 86406 | PV (Photovoltaic) | 15.696 | 27612 | Residential | Non-Incentive | 3 - Installed | 2022-09-16 | 2022-09-28 | 2022-12-14 | 59553.29 | 11910.66 | ESMAY ELECTRIC, INC. | Purchase
UNSEDG-08010 | 86404 | PV (Photovoltaic) | 10.8 | 18454 | Residential | Non-Incentive | 3 - Installed | 2022-09-28 | 2022-10-03 | 2022-12-14 | 37208 | 7441.6 | HAVASU SOLAR | Purchase
UNSEDG-08022 | 86403 | PV (Photovoltaic) | 9.12 | 17154 | Residential | Non-Incentive | 3 - Installed | 2022-09-29 | 2022-10-03 | 2022-12-14 | 32882 | 6576.4 | HAVASU SOLAR | Purchase
UNSEDG-08125 | 86406 | PV (Photovoltaic) | 14.8 | 25967 | Residential | Non-Incentive | 3 - Installed | 2022-10-03 | 2022-10-18 | 2022-12-14 | 52772 | 10554.4 | HAVASU SOLAR | Purchase
UNSEDG-08132 | 86403 | PV (Photovoltaic) | 11.2 | 20472 | Residential | Non-Incentive | 3 - Installed | 2022-10-03 | 2022-10-18 | 2022-12-14 | 39002 | 7800.4 | HAVASU SOLAR | Purchase
UNSEDG-08189 | 86441 | PV (Photovoltaic) | 10 | 16905 | Residential | Non-Incentive | 3 - Installed | 2022-10-11 | 2022-10-28 | 2022-12-14 | 42545 | 12763.5 | Sunup America | Purchase
UNSEDG-07313 | 86406 | PV (Photovoltaic) | 17.52 | 29915 | Residential | Non-Incentive | 3 - Installed | 2022-07-06 | 2022-07-26 | 2022-12-15 | 62218.41 | 4000 | Southwest Electric, Inc. | Purchase
UNSEDG-07351 | 86406 | PV (Photovoltaic) | 14.8 | 24737 | Residential | Non-Incentive | 3 - Installed | 2022-07-13 | 2022-08-29 | 2022-12-15 | 49557 | 21288 | Elevation Solar | Purchase
UNSEDG-07362 | 85648 | PV (Photovoltaic) | 9.6 | 15800 | Residential | Non-Incentive | 3 - Installed | 2022-07-14 | 2022-10-04 | 2022-12-15 | 19294.12 | 5788.24 | Tesla Energy Operations, Inc | Purchase
UNSEDG-07406 | 86406 | PV (Photovoltaic) | 9.2 | 16726 | Residential | Non-Incentive | 3 - Installed | 2022-07-21 | 2022-07-25 | 2022-12-15 | 37851.74 | 4000 | Southwest Electric, Inc. | Purchase
UNSEDG-07738 | 86406 | PV (Photovoltaic) | 11.2 | 19797 | Residential | Non-Incentive | 3 - Installed | 2022-09-01 | 2022-10-31 | 2022-12-15 | 49356 | 2000 | Our World Energy | Purchase
UNSEDG-07772 | 86445 | PV (Photovoltaic) | 9.585 | 15962 | Residential | Non-Incentive | 3 - Installed | 2022-09-06 | 2022-09-20 | 2022-12-15 | 42524 | 12757.2 | Sunup America | Purchase
UNSEDG-08044 | 85648 | PV (Photovoltaic) | 9.48 | 15702 | Residential | Non-Incentive | 3 - Installed | 2022-09-29 | 2022-10-04 | 2022-12-15 | 32802 | 30302 | Freedom Forever | Purchase
UNSEDG-08224 | 86404 | PV (Photovoltaic) | 9.6 | 18044 | Residential | Non-Incentive | 3 - Installed | 2022-10-19 | 2022-11-16 | 2022-12-15 | 28800 | 14000 | AAA Electric | Purchase
UNSEDG-05942 | 86401 | PV (Photovoltaic) | 4.08 | 7190 | Residential | Non-Incentive | 3 - Installed | 2021-12-03 | 2021-12-16 | 2022-12-16 | 21772.22 | 10000 | On Point Solar Power | Purchase
UNSEDG-06613 | 86406 | PV (Photovoltaic) | 13.6 | 23698 | Residential | Non-Incentive | 3 - Installed | 2022-04-13 | 2022-05-06 | 2022-12-16 | 35633.8 | 7126.76 | Esmay Electric, Inc | Purchase
UNSEDG-07094 | 85648 | PV (Photovoltaic) | 10.665 | 17509 | Residential | Non-Incentive | 3 - Installed | 2022-06-06 | 2022-06-06 | 2022-12-16 | 68277.13 | 2500 | Titan Solar Power | Purchase
UNSEDG-07190 | 86401 | PV (Photovoltaic) | 10.8 | 19944 | Residential | Non-Incentive | 3 - Installed | 2022-06-20 | 2022-06-21 | 2022-12-16 | 52424.83 | 2500 | Titan Solar Power | Purchase
UNSEDG-07191 | 86406 | PV (Photovoltaic) | 10 | 18198 | Residential | Non-Incentive | 3 - Installed | 2022-06-20 | 2022-06-21 | 2022-12-16 | 50000 | 2500 | Titan Solar Power | Purchase
UNSEDG-07249 | 86409 | PV (Photovoltaic) | 4 | 7625 | Residential | Non-Incentive | 3 - Installed | 2022-06-27 | 2022-06-28 | 2022-12-16 | 25079.58 | 2500 | Titan Solar Power | Purchase
UNSEDG-07452 | 86401 | PV (Photovoltaic) | 7.2 | 14105 | Residential | Non-Incentive | 3 - Installed | 2022-07-27 | 2022-08-05 | 2022-12-16 | 48040 | 2500 | Titan Solar Power, Inc. | Purchase
UNSEDG-07460 | 85648 | PV (Photovoltaic) | 10.665 | 19645 | Residential | Non-Incentive | 3 - Installed | 2022-07-27 | 2022-08-19 | 2022-12-16 | 53932 | 2500 | VECTOR ENERGY LLC DBA FUSION POWER CO | Purchase
UNSEDG-07496 | 86401 | PV (Photovoltaic) | 7.65 | 14631 | Residential | Non-Incentive | 3 - Installed | 2022-08-02 | 2022-08-04 | 2022-12-16 | 27740 | 2000 | Our World Energy | Purchase
UNSEDG-07569 | 86403 | PV (Photovoltaic) | 10.8 | 18772 | Residential | Non-Incentive | 3 - Installed | 2022-08-12 | 2022-08-15 | 2022-12-16 | 32160 | 6432 | ESMAY ELECTRIC, INC. | Purchase
UNSEDG-07575 | 85646 | PV (Photovoltaic) | 7.505 | 13376 | Residential | Non-Incentive | 3 - Installed | 2022-08-15 | 2022-08-15 | 2022-12-16 | 30020 | 12008 | solar energy consulting | Purchase
UNSEDG-07642 | 86403 | PV (Photovoltaic) | 10.8 | 19312 | Residential | Non-Incentive | 3 - Installed | 2022-08-19 | 2022-08-23 | 2022-12-16 | 37110 | 15510 | Streamline Solar Power Systems, LLC | Purchase
UNSEDG-07659 | 86404 | PV (Photovoltaic) | 14.8 | 25268 | Residential | Non-Incentive | 3 - Installed | 2022-08-22 | 2022-08-23 | 2022-12-16 | 91002 | 27300.6 | Sunup America | Purchase
UNSEDG-07687 | 86406 | PV (Photovoltaic) | 7.521 | 12454 | Residential | Non-Incentive | 3 - Installed | 2022-08-25 | 2022-08-29 | 2022-12-16 | 28657 | 5731.4 | ESMAY ELECTRIC, INC. | Purchase
UNSEDG-07702 | 86401 | PV (Photovoltaic) | 12.8 | 23240 | Residential | Non-Incentive | 3 - Installed | 2022-08-29 | 2022-08-29 | 2022-12-16 | 53000 | 2000 | OUR WORLD ENERGY | Purchase
UNSEDG-07734 | 86401 | PV (Photovoltaic) | 4.18 | 8150 | Residential | Non-Incentive | 3 - Installed | 2022-09-01 | 2022-09-02 | 2022-12-16 | 18000 | 1000 | Angle Solar | Purchase
UNSEDG-07746 | 86406 | PV (Photovoltaic) | 13.365 | 24492 | Residential | Non-Incentive | 3 - Installed | 2022-09-02 | 2022-09-02 | 2022-12-16 | 45040 | 18310 | Streamline Solar Power Systems LLC | Purchase
UNSEDG-07774 | 86403 | PV (Photovoltaic) | 7.848 | 13931 | Residential | Non-Incentive | 3 - Installed | 2022-09-06 | 2022-09-16 | 2022-12-16 | 27999 | 5599.8 | ESMAY ELECTRIC, INC. | Purchase
UNSEDG-07827 | 86404 | PV (Photovoltaic) | 8.28 | 14572 | Residential | Non-Incentive | 3 - Installed | 2022-09-13 | 2022-09-20 | 2022-12-16 | 24674.4 | 4934.88 | ESMAY ELECTRIC, INC. | Purchase
UNSEDG-07845 | 86409 | PV (Photovoltaic) | 4.8 | 7923 | Residential | Non-Incentive | 3 - Installed | 2022-09-14 | 2022-09-20 | 2022-12-16 | 24955.83 | 2500 | TITAN SOLAR POWER | Purchase
UNSEDG-07876 | 86406 | PV (Photovoltaic) | 4.578 | 8061 | Residential | Non-Incentive | 3 - Installed | 2022-09-16 | 2022-09-28 | 2022-12-16 | 17369.71 | 3473.94 | ESMAY ELECTRIC, INC. | Purchase
UNSEDG-07935 | 86401 | PV (Photovoltaic) | 4.18 | 8150 | Residential | Non-Incentive | 3 - Installed | 2022-09-21 | 2022-10-03 | 2022-12-16 | 16400 | 1000 | ANGLE SOLAR | Purchase
UNSEDG-07940 | 86401 | PV (Photovoltaic) | 10.4 | 19766 | Residential | Non-Incentive | 3 - Installed | 2022-09-21 | 2022-10-03 | 2022-12-16 | 34711 | 6942.2 | HAVASU SOLAR | Purchase
UNSEDG-08007 | 86406 | PV (Photovoltaic) | 9.88 | 18804 | Residential | Non-Incentive | 3 - Installed | 2022-09-28 | 2022-10-03 | 2022-12-16 | 35634 | 7126.8 | HAVASU SOLAR | Purchase
UNSEDG-08009 | 86406 | PV (Photovoltaic) | 15.6 | 28034 | Residential | Non-Incentive | 3 - Installed | 2022-09-28 | 2022-10-03 | 2022-12-16 | 53010 | 10602 | HAVASU SOLAR | Purchase
UNSEDG-08028 | 86401 | PV (Photovoltaic) | 4.18 | 8150 | Residential | Non-Incentive | 3 - Installed | 2022-09-29 | 2022-10-28 | 2022-12-16 | 16400 | 1000 | ANGLE SOLAR | Purchase
UNSEDG-08123 | 86403 | PV (Photovoltaic) | 12.8 | 21767 | Residential | Non-Incentive | 3 - Installed | 2022-10-03 | 2022-10-18 | 2022-12-16 | 32117 | 6423.4 | HAVASU SOLAR | Purchase
UNSEDG-08133 | 86404 | PV (Photovoltaic) | 33.2 | 54406 | Residential | Non-Incentive | 3 - Installed | 2022-10-03 | 2022-10-18 | 2022-12-16 | 93324 | 18664.8 | HAVASU SOLAR | Purchase
UNSEDG-08135 | 86401 | PV (Photovoltaic) | 8.8 | 15180 | Residential | Non-Incentive | 3 - Installed | 2022-10-03 | 2022-11-08 | 2022-12-16 | 41101 | 12330.3 | Sunup America | Purchase
UNSEDG-08145 | 86409 | PV (Photovoltaic) | 6.8 | 11401 | Residential | Non-Incentive | 3 - Installed | 2022-10-04 | 2022-10-18 | 2022-12-16 | 51638 | 15491.4 | Sunup America | Purchase
UNSEDG-08171 | 85648 | PV (Photovoltaic) | 9.085 | 16824 | Residential | Non-Incentive | 3 - Installed | 2022-10-09 | 2022-11-09 | 2022-12-16 | 38460.14 | 2500 | Freedom Forever | Purchase
UNSEDG-08194 | 86401 | PV (Photovoltaic) | 7.02 | 13882 | Residential | Non-Incentive | 3 - Installed | 2022-10-12 | 2022-11-07 | 2022-12-16 | 31519.8 | 2000 | ICON PWOER | Purchase
UNSEDG-08206 | 86403 | PV (Photovoltaic) | 12 | 22398 | Residential | Non-Incentive | 3 - Installed | 2022-10-13 | 2022-10-31 | 2022-12-16 | 44475 | 8895 | HAVASU SOLAR | Purchase
UNSEDG-08232 | 86409 | PV (Photovoltaic) | 8.4 | 15430 | Residential | Non-Incentive | 3 - Installed | 2022-10-20 | 2022-11-07 | 2022-12-16 | 41769 | 2000 | OUR WORLD ENERGY | Purchase
UNSEDG-08247 | 86401 | PV (Photovoltaic) | 5.2 | 9892 | Residential | Non-Incentive | 3 - Installed | 2022-10-24 | 2022-11-08 | 2022-12-16 | 24338.9 | 2000 | ICON PWOER | Purchase
UNSEDG-06942 | 86413 | PV (Photovoltaic) | 9.72 | 16199 | Residential | Non-Incentive | 3 - Installed | 2022-05-18 | 2022-06-06 | 2022-12-19 | 43502.1 | 5000 | On Point Solar Power LLC | Purchase
UNSEDG-07014 | 85648 | PV (Photovoltaic) | 11 | 19770 | Residential | Non-Incentive | 3 - Installed | 2022-05-27 | 2022-05-31 | 2022-12-19 | 39651 | 11895.3 | SOLAR SOLUTION az | Purchase
UNSEDG-07355 | 85640 | PV (Photovoltaic) | 9.2 | 17205 | Residential | Non-Incentive | 3 - Installed | 2022-07-13 | 2022-08-29 | 2022-12-19 | 33032.45 | 5589.9 | The Solar Store | Purchase
UNSEDG-07535 | 86406 | PV (Photovoltaic) | 18.45 | 32482 | Residential | Non-Incentive | 3 - Installed | 2022-08-08 | 2022-08-09 | 2022-12-19 | 79321 | 2000 | Our World Energy | Purchase
UNSEDG-07697 | 86404 | PV (Photovoltaic) | 12.4 | 19874 | Residential | Non-Incentive | 3 - Installed | 2022-08-26 | 2022-08-29 | 2022-12-19 | 59632 | 2000 | Our World Energy | Purchase
UNSEDG-07860 | 86413 | PV (Photovoltaic) | 4.94 | 9634 | Residential | Non-Incentive | 3 - Installed | 2022-09-14 | 2022-09-20 | 2022-12-19 | 17800 | 1000 | ANGLE SOLAR | Purchase
UNSEDG-08023 | 86413 | PV (Photovoltaic) | 4.18 | 8150 | Residential | Non-Incentive | 3 - Installed | 2022-09-29 | 2022-11-07 | 2022-12-19 | 16400 | 1000 | ANGLE SOLAR | Purchase
UNSEDG-08034 | 86406 | PV (Photovoltaic) | 6.08 | 10440 | Residential | Non-Incentive | 3 - Installed | 2022-09-29 | 2022-10-03 | 2022-12-19 | 21168 | 4233.6 | HAVASU SOLAR | Purchase
UNSEDG-08046 | 86406 | PV (Photovoltaic) | 9.6 | 17239 | Residential | Non-Incentive | 3 - Installed | 2022-09-29 | 2022-10-03 | 2022-12-19 | 32203 | 6440.6 | HAVASU SOLAR | Purchase
UNSEDG-08090 | 86406 | PV (Photovoltaic) | 11.4 | 20317 | Residential | Non-Incentive | 3 - Installed | 2022-09-30 | 2022-10-10 | 2022-12-19 | 41803 | 8360.6 | HAVASU SOLAR | Purchase
UNSEDG-08152 | 85648 | PV (Photovoltaic) | 3.7 | 6789 | Residential | Non-Incentive | 3 - Installed | 2022-10-05 | 2022-10-18 | 2022-12-19 | 15044 | 2500 | Freedom Forever | Purchase
UNSEDG-06511 | 85621 | PV (Photovoltaic) | 3.2 | 5758 | Residential | Non-Incentive | 3 - Installed | 2022-03-28 | 2022-05-25 | 2022-12-20 | 9600 | 2880 | Saguaro Solar Electric | Purchase
UNSEDG-06819 | 86413 | PV (Photovoltaic) | 6.4 | 11816 | Residential | Non-Incentive | 3 - Installed | 2022-05-04 | 2022-05-20 | 2022-12-20 | 29866.67 | 2000 | ICON POWER | Purchase
UNSEDG-07163 | 86401 | PV (Photovoltaic) | 9.6 | 18843 | Residential | Non-Incentive | 3 - Installed | 2022-06-15 | 2022-06-20 | 2022-12-20 | 56575.51 | 2000 | ICON POWER | Purchase
UNSEDG-07628 | 86413 | PV (Photovoltaic) | 8 | 13909 | Residential | Non-Incentive | 3 - Installed | 2022-08-18 | 2022-09-16 | 2022-12-20 | 34448 | 8612 | Elevation Solar | Purchase
UNSEDG-07762 | 86409 | PV (Photovoltaic) | 16.8 | 29129 | Residential | Non-Incentive | 3 - Installed | 2022-09-02 | 2022-09-09 | 2022-12-20 | 55988 | 11197.6 | HAVASU SOLAR | Purchase
UNSEDG-07796 | 86403 | PV (Photovoltaic) | 13.6 | 24871 | Residential | Non-Incentive | 3 - Installed | 2022-09-08 | 2022-09-20 | 2022-12-20 | 35122 | 7922 | Streamline Solar Power Systems, LLC | Purchase
UNSEDG-07954 | 86403 | PV (Photovoltaic) | 12.615 | 22486 | Residential | Non-Incentive | 3 - Installed | 2022-09-22 | 2022-10-03 | 2022-12-20 | 50899 | 15269.7 | Sunup America | Purchase
UNSEDG-08024 | 86401 | PV (Photovoltaic) | 4.18 | 8150 | Residential | Non-Incentive | 3 - Installed | 2022-09-29 | 2022-10-28 | 2022-12-20 | 16400 | 1000 | ANGLE SOLAR | Purchase
UNSEDG-08122 | 86406 | PV (Photovoltaic) | 17.2 | 30612 | Non-Residential | Non-Incentive | 3 - Installed | 2022-10-03 | 2022-10-18 | 2022-12-20 | 34534 | 6906.8 | HAVASU SOLAR | Purchase
UNSEDG-08148 | 86426 | PV (Photovoltaic) | 10.8 | 20196 | Residential | Non-Incentive | 3 - Installed | 2022-10-05 | 2022-11-09 | 2022-12-20 | 52614 | 13153.5 | Elevation Solar | Purchase
UNSEDG-08164 | 86409 | PV (Photovoltaic) | 11.2 | 20534 | Residential | Non-Incentive | 3 - Installed | 2022-10-07 | 2022-10-25 | 2022-12-20 | 32365 | 6473 | HAVASU SOLAR | Purchase
UNSEDG-08166 | 86403 | PV (Photovoltaic) | 15.6 | 28474 | Residential | Non-Incentive | 3 - Installed | 2022-10-07 | 2022-10-27 | 2022-12-20 | 54847 | 10969.4 | HAVASU SOLAR | Purchase
UNSEDG-08170 | 86406 | PV (Photovoltaic) | 18.4 | 34000 | Residential | Non-Incentive | 3 - Installed | 2022-10-07 | 2022-10-27 | 2022-12-20 | 71155 | 14231 | HAVASU SOLAR | Purchase
UNSEDG-08242 | 86401 | PV (Photovoltaic) | 6.63 | 12970 | Residential | Non-Incentive | 3 - Installed | 2022-10-24 | 2022-11-08 | 2022-12-20 | 35404.2 | 2000 | ICON PWOER | Purchase
UNSEDG-06712 | 85648 | PV (Photovoltaic) | 9.6 | 18080 | Residential | Non-Incentive | 3 - Installed | 2022-04-21 | 2022-05-17 | 2022-12-21 | 31500.4 | 2500 | Titan Solar Power | Purchase
UNSEDG-07208 | 86401 | PV (Photovoltaic) | 17.2 | 32107 | Residential | Non-Incentive | 3 - Installed | 2022-06-22 | 2022-06-24 | 2022-12-21 | 76534.89 | 2500 | Titan Solar Power | Purchase
UNSEDG-07293 | 86440 | PV (Photovoltaic) | 6.4 | 12174 | Residential | Non-Incentive | 3 - Installed | 2022-07-01 | 2022-07-05 | 2022-12-21 | 34500 | 2500 | Titan Solar Power | Purchase
UNSEDG-07323 | 86404 | PV (Photovoltaic) | 15.48 | 26560 | Residential | Non-Incentive | 3 - Installed | 2022-07-07 | 2022-07-14 | 2022-12-21 | 56844 | 17053.2 | SunUp America | Purchase
UNSEDG-07448 | 86406 | PV (Photovoltaic) | 11.2 | 18834 | Residential | Non-Incentive | 3 - Installed | 2022-07-27 | 2022-07-28 | 2022-12-21 | 49939 | 2000 | Our World Energy | Purchase
UNSEDG-07486 | 86438 | PV (Photovoltaic) | 17.2 | 30527 | Residential | Non-Incentive | 3 - Installed | 2022-08-01 | 2022-08-01 | 2022-12-21 | 74278 | 14855.6 | HAVASU SOLAR | Purchase
UNSEDG-07736 | 85648 | PV (Photovoltaic) | 6.66 | 12197 | Residential | Non-Incentive | 3 - Installed | 2022-09-01 | 2022-10-04 | 2022-12-21 | 64068.18 | 32034.09 | SOLGEN POWER | Purchase
UNSEDG-07828 | 86406 | PV (Photovoltaic) | 18.275 | 32995 | Residential | Non-Incentive | 3 - Installed | 2022-09-13 | 2022-09-20 | 2022-12-21 | 61415 | 12283 | ESMAY ELECTRIC, INC. | Purchase
UNSEDG-07865 | 86406 | PV (Photovoltaic) | 4.07 | 7098 | Residential | Non-Incentive | 3 - Installed | 2022-09-15 | 2022-09-28 | 2022-12-21 | 25333.33 | 7600 | Sunup America | Purchase
UNSEDG-07892 | 86406 | PV (Photovoltaic) | 8 | 15208 | Residential | Non-Incentive | 3 - Installed | 2022-09-19 | 2022-09-28 | 2022-12-21 | 58404 | 14601 | Elevation Solar | Purchase
UNSEDG-07905 | 86404 | PV (Photovoltaic) | 12.753 | 22646 | Residential | Non-Incentive | 3 - Installed | 2022-09-19 | 2022-09-28 | 2022-12-21 | 39528.64 | 7905.73 | ESMAY ELECTRIC, INC. | Purchase
UNSEDG-08018 | 86406 | PV (Photovoltaic) | 14.4 | 24963 | Residential | Non-Incentive | 3 - Installed | 2022-09-29 | 2022-10-28 | 2022-12-21 | 41772 | 8354.4 | ESMAY ELECTRIC, INC. | Purchase
UNSEDG-08027 | 86406 | PV (Photovoltaic) | 12.4 | 22820 | Residential | Non-Incentive | 3 - Installed | 2022-09-29 | 2022-10-03 | 2022-12-21 | 43601 | 8720.2 | HAVASU SOLAR | Purchase
UNSEDG-08074 | 86406 | PV (Photovoltaic) | 18.8 | 32112 | Residential | Non-Incentive | 3 - Installed | 2022-09-30 | 2022-10-06 | 2022-12-21 | 61502 | 12300.4 | HAVASU SOLAR | Purchase
UNSEDG-08100 | 86406 | PV (Photovoltaic) | 8 | 15114 | Residential | Non-Incentive | 3 - Installed | 2022-09-30 | 2022-11-07 | 2022-12-21 | 25320 | 10000 | Mohave Solar | Purchase
UNSEDG-08215 | 86403 | PV (Photovoltaic) | 12 | 23224 | Residential | Non-Incentive | 3 - Installed | 2022-10-17 | 2022-10-31 | 2022-12-21 | 40076 | 8015.2 | HAVASU SOLAR | Purchase
UNSEDG-08221 | 86426 | PV (Photovoltaic) | 14.8 | 28116 | Residential | Non-Incentive | 3 - Installed | 2022-10-18 | 2022-11-08 | 2022-12-21 | 57514.29 | 14378.57 | Elevation Solar | Purchase
UNSEDG-08225 | 86403 | PV (Photovoltaic) | 5.52 | 9769 | Residential | Non-Incentive | 3 - Installed | 2022-10-19 | 2022-11-16 | 2022-12-21 | 284000 | 140000 | AAA Electric | Purchase
UNSEDG-06944 | 86403 | PV (Photovoltaic) | 21.56 | 35406 | Non-Residential | Non-Incentive | 3 - Installed | 2022-05-19 | 2022-05-27 | 2022-12-22 | 44000 | 10000 | Mohave Solar | Purchase
UNSEDG-06945 | 86403 | PV (Photovoltaic) | 32.34 | 53109 | Non-Residential | Non-Incentive | 3 - Installed | 2022-05-19 |  | 2022-12-22 | 655000 | 100000 | Mohave Solar | Purchase
UNSEDG-07176 | 86406 | PV (Photovoltaic) | 13.68 | 22157 | Residential | Non-Incentive | 3 - Installed | 2022-06-17 | 2022-06-20 | 2022-12-22 | 44484 | 8896.8 | HAVASU SOLAR | Purchase
UNSEDG-07602 | 86403 | PV (Photovoltaic) | 11.4 | 20557 | Residential | Non-Incentive | 3 - Installed | 2022-08-16 | 2022-08-18 | 2022-12-22 | 41426 | 8285.2 | HAVASU SOLAR | Purchase
UNSEDG-07627 | 86403 | PV (Photovoltaic) | 16 | 24930 | Residential | Non-Incentive | 3 - Installed | 2022-08-18 | 2022-08-23 | 2022-12-22 | 60532 | 2000 | OUR WORLD ENERGY | Purchase
UNSEDG-07634 | 86406 | PV (Photovoltaic) | 12.8 | 21254 | Residential | Non-Incentive | 3 - Installed | 2022-08-18 | 2022-08-23 | 2022-12-22 | 32117 | 6423.4 | HAVASU SOLAR | Purchase
UNSEDG-07732 | 86406 | PV (Photovoltaic) | 4.8 | 9068 | Residential | Non-Incentive | 3 - Installed | 2022-09-01 | 2022-09-02 | 2022-12-22 | 18792 | 10000 | Mohave Solar | Purchase
UNSEDG-07904 | 86403 | PV (Photovoltaic) | 14.4 | 22505 | Residential | Non-Incentive | 3 - Installed | 2022-09-19 | 2022-09-28 | 2022-12-22 | 41772 | 8354.4 | ESMAY ELECTRIC, INC. | Purchase
UNSEDG-07994 | 86406 | PV (Photovoltaic) | 18.9 | 33028 | Residential | Non-Incentive | 3 - Installed | 2022-09-28 | 2022-10-03 | 2022-12-22 | 68950 | 13790 | ESMAY ELECTRIC, INC. | Lease
UNSEDG-08008 | 86406 | PV (Photovoltaic) | 13.6 | 24648 | Residential | Non-Incentive | 3 - Installed | 2022-09-28 | 2022-10-03 | 2022-12-22 | 34592 | 6918.4 | HAVASU SOLAR | Purchase
UNSEDG-08088 | 86406 | PV (Photovoltaic) | 12.96 | 21043 | Residential | Non-Incentive | 3 - Installed | 2022-09-30 | 2022-10-11 | 2022-12-22 | 37828.8 | 7565.76 | ESMAY ELECTRIC, INC. | Purchase
UNSEDG-08134 | 86406 | PV (Photovoltaic) | 11.6 | 20351 | Residential | Non-Incentive | 3 - Installed | 2022-10-03 | 2022-10-18 | 2022-12-22 | 38716 | 7743.2 | HAVASU SOLAR | Purchase
UNSEDG-08217 | 86403 | PV (Photovoltaic) | 15.6 | 26421 | Residential | Non-Incentive | 3 - Installed | 2022-10-17 | 2022-11-07 | 2022-12-22 | 49160 | 9832 | HAVASU SOLAR | Purchase
UNSEDG-07936 | 86413 | PV (Photovoltaic) | 4.94 | 9634 | Residential | Non-Incentive | 3 - Installed | 2022-09-21 | 2022-10-03 | 2022-12-23 | 17800 | 1000 | ANGLE SOLAR | Purchase
UNSEDG-08077 | 86401 | PV (Photovoltaic) | 9.36 | 17582 | Residential | Non-Incentive | 3 - Installed | 2022-09-30 | 2022-11-08 | 2022-12-23 | 39967.2 | 2000 | ICON POWER | Purchase
UNSEDG-06727 | 85648 | PV (Photovoltaic) | 11.725 | 20919 | Residential | Non-Incentive | 3 - Installed | 2022-04-25 | 2022-05-17 | 2022-12-27 | 51524.39 | 2500 | Freedom Forever | Purchase
UNSEDG-07049 | 86409 | PV (Photovoltaic) | 6.65 | 13019 | Residential | Non-Incentive | 3 - Installed | 2022-06-01 | 2022-06-02 | 2022-12-27 | 47473.57 | 2000 | ICON POWER | Purchase
UNSEDG-07259 | 86409 | PV (Photovoltaic) | 14.4 | 24811 | Residential | Non-Incentive | 3 - Installed | 2022-06-27 | 2022-06-28 | 2022-12-27 | 65504 | 2000 | Our World Energy | Purchase
UNSEDG-07331 | 85648 | PV (Photovoltaic) | 6.8 | 12529 | Residential | Non-Incentive | 3 - Installed | 2022-07-11 | 2022-07-25 | 2022-12-27 | 35140 | 2500 | Titan Solar Power, Inc. | Purchase
UNSEDG-07550 | 85648 | PV (Photovoltaic) | 11.005 | 16214 | Residential | Non-Incentive | 3 - Installed | 2022-08-09 | 2022-09-16 | 2022-12-27 | 43342.23 | 2500 | Freedom Forever | Purchase
UNSEDG-07725 | 86404 | PV (Photovoltaic) | 8.4 | 15028 | Residential | Non-Incentive | 3 - Installed | 2022-08-30 | 2022-09-01 | 2022-12-27 | 38388 | 2000 | Our World Energy | Purchase
UNSEDG-07748 | 86404 | PV (Photovoltaic) | 13.365 | 24704 | Residential | Non-Incentive | 3 - Installed | 2022-09-02 | 2022-09-09 | 2022-12-27 | 44990 | 18260 | Streamline Solar Power Systems LLC | Purchase
UNSEDG-07917 | 86403 | PV (Photovoltaic) | 12 | 22670 | Residential | Non-Incentive | 3 - Installed | 2022-09-20 | 2022-09-28 | 2022-12-27 | 33480 | 10000 | Mohave Solar | Purchase
UNSEDG-07919 | 86404 | PV (Photovoltaic) | 10.8 | 19974 | Residential | Non-Incentive | 3 - Installed | 2022-09-20 | 2022-09-28 | 2022-12-27 | 40759 | 10000 | Mohave Solar | Purchase
UNSEDG-07930 | 86403 | PV (Photovoltaic) | 17.01 | 29537 | Residential | Non-Incentive | 3 - Installed | 2022-09-21 | 2022-10-03 | 2022-12-27 | 40871 | 6851 | Streamline Solar Power Systems LLC | Purchase
UNSEDG-07950 | 86401 | PV (Photovoltaic) | 7.22 | 14224 | Residential | Non-Incentive | 3 - Installed | 2022-09-22 | 2022-11-15 | 2022-12-27 | 22800 | 1000 | ANGLE SOLAR | Purchase
UNSEDG-07997 | 86401 | PV (Photovoltaic) | 6 | 11660 | Residential | Non-Incentive | 3 - Installed | 2022-09-28 | 2022-11-08 | 2022-12-27 | 30090.14 | 2000 | ICON POWER | Purchase
UNSEDG-08071 | 86401 | PV (Photovoltaic) | 4.94 | 9634 | Residential | Non-Incentive | 3 - Installed | 2022-09-30 | 2022-11-07 | 2022-12-27 | 17800 | 1000 | ANGLE SOLAR | Purchase
UNSEDG-08165 | 86406 | PV (Photovoltaic) | 6 | 10858 | Residential | Non-Incentive | 3 - Installed | 2022-10-07 | 2022-10-25 | 2022-12-27 | 21512 | 4302.4 | HAVASU SOLAR | Purchase
UNSEDG-08260 | 86403 | PV (Photovoltaic) | 17 | 29557 | Residential | Non-Incentive | 3 - Installed | 2022-10-27 | 2022-11-09 | 2022-12-27 | 47487 | 9497.4 | ESMAY ELECTRIC, INC. | Purchase
UNSEDG-06952 | 86401 | PV (Photovoltaic) | 15.6 | 29496 | Residential | Non-Incentive | 3 - Installed | 2022-05-19 | 2022-05-27 | 2022-12-28 | 34786 | 10435.8 | Tri State Solar & Wind Corp. | Purchase
UNSEDG-07153 | 86406 | PV (Photovoltaic) | 10 | 17594 | Residential | Non-Incentive | 3 - Installed | 2022-06-14 | 2022-06-16 | 2022-12-28 | 45283.41 | 2500 | Titan Solar Power | Purchase
UNSEDG-07398 | 85646 | PV (Photovoltaic) | 7.03 | 11744 | Residential | Non-Incentive | 3 - Installed | 2022-07-20 | 2022-09-16 | 2022-12-28 | 34466.44 | 10000 | AZ Sun Services | Purchase
UNSEDG-07562 | 86406 | PV (Photovoltaic) | 18 | 30232 | Residential | Non-Incentive | 3 - Installed | 2022-08-11 | 2022-08-15 | 2022-12-28 | 89283.37 | 4000 | Southwest Electric, Inc. | Purchase
UNSEDG-07918 | 86404 | PV (Photovoltaic) | 13.5 | 23254 | Residential | Non-Incentive | 3 - Installed | 2022-09-20 | 2022-09-28 | 2022-12-28 | 62526 | 2000 | OUR WORLD ENERGY | Purchase
UNSEDG-08016 | 86404 | PV (Photovoltaic) | 6.12 | 10769 | Residential | Non-Incentive | 3 - Installed | 2022-09-29 | 2022-10-03 | 2022-12-28 | 18360 | 3672 | ESMAY ELECTRIC, INC. | Purchase
UNSEDG-08017 | 86406 | PV (Photovoltaic) | 13.68 | 23305 | Residential | Non-Incentive | 3 - Installed | 2022-09-29 | 2022-10-03 | 2022-12-28 | 95870 | 19174 | HAVASU SOLAR | Purchase
UNSEDG-05494 | 85648 | PV (Photovoltaic) | 9.8 | 15161 | Residential | Non-Incentive | 3 - Installed | 2021-08-26 | 2021-09-14 | 2022-12-29 | 67850 | 13570 | Erus Energy | Purchase
UNSEDG-06357 | 85648 | PV (Photovoltaic) | 11.68 | 18998 | Residential | Non-Incentive | 3 - Installed | 2022-02-24 | 2022-06-24 | 2022-12-29 | 81852.63 | 5000 | T & K Electric | Purchase
UNSEDG-06605 | 85621 | PV (Photovoltaic) | 7.665 | 13207 | Residential | Non-Incentive | 3 - Installed | 2022-04-12 | 2022-05-06 | 2022-12-29 | 49978.62 | 6000 | T & K Electric Company | Purchase
UNSEDG-06673 | 86441 | PV (Photovoltaic) | 2.4 | 4536 | Residential | Non-Incentive | 3 - Installed | 2022-04-19 | 2022-06-06 | 2022-12-29 | 15661.25 | 2500 | Titan Solar Power | Purchase
UNSEDG-06829 | 85646 | PV (Photovoltaic) | 4 | 6973 | Residential | Non-Incentive | 3 - Installed | 2022-05-04 | 2022-05-20 | 2022-12-29 | 16000 | 4800 | Saguaro Solar Electric | Purchase
UNSEDG-06855 | 86404 | PV (Photovoltaic) | 20.935 | 38568 | Residential | Non-Incentive | 3 - Installed | 2022-05-09 | 2022-05-23 | 2022-12-29 | 51616 | 10323.2 | HAVASU SOLAR | Purchase
UNSEDG-07029 | 85648 | PV (Photovoltaic) | 16.65 | 27573 | Residential | Non-Incentive | 3 - Installed | 2022-05-31 | 2022-06-02 | 2022-12-29 | 76527.38 | 6000 | T&K ELECTRIC | Purchase
UNSEDG-07353 | 86426 | PV (Photovoltaic) | 15.2 | 28668 | Residential | Non-Incentive | 3 - Installed | 2022-07-13 | 2022-07-20 | 2022-12-29 | 54107 | 10821.4 | HAVASU SOLAR | Purchase
UNSEDG-05652 | 86406 | PV (Photovoltaic) | 19 | 34597 | Residential | Non-Incentive | 3 - Installed | 2021-09-29 | 2021-10-11 | 2022-12-30 | 42000 | 10000 | Mohave Solar | Purchase
UNSEDG-06807 | 85648 | PV (Photovoltaic) | 10.12 | 17916 | Residential | Non-Incentive | 3 - Installed | 2022-05-03 | 2022-05-23 | 2022-12-30 | 28257 | 8477.1 | Solar Solution AZ | Purchase
UNSEDG-07547 | 85648 | PV (Photovoltaic) | 7.6 | 13101 | Residential | Non-Incentive | 3 - Installed | 2022-08-09 | 2022-08-29 | 2022-12-30 | 36440 | 15000 | Clayco Electric Inc. Solar Specialist | Purchase
UNSEDG-07685 | 86406 | PV (Photovoltaic) | 13.2 | 23245 | Residential | Non-Incentive | 3 - Installed | 2022-08-25 | 2022-08-29 | 2022-12-30 | 62000 | 2000 | Our World Energy | Purchase
UNSEDG-07749 | 86403 | PV (Photovoltaic) | 10.53 | 19576 | Residential | Non-Incentive | 3 - Installed | 2022-09-02 | 2022-09-09 | 2022-12-30 | 35490 | 14430 | Streamline Solar Power Systems, LLC | Purchase
UNSEDG-07967 | 85648 | PV (Photovoltaic) | 5.6 | 9642 | Residential | Non-Incentive | 3 - Installed | 2022-09-26 | 2022-10-03 | 2022-12-30 | 28832 | 2000 | Our World Energy | Purchase
UNSEDG-08041 | 85648 | PV (Photovoltaic) | 7.2 | 12694 | Residential | Non-Incentive | 3 - Installed | 2022-09-29 |  | 2022-12-30 | 23012 | 5040 | Pima Solar | Purchase
UNSEDG-08097 | 86406 | PV (Photovoltaic) | 13.175 | 23774 | Residential | Non-Incentive | 3 - Installed | 2022-09-30 | 2022-11-08 | 2022-12-30 | 61283 | 12256.6 | ESMAY ELECTRIC, INC. | Purchase
UNSEDG-08127 | 86406 | PV (Photovoltaic) | 6.8 | 12683 | Residential | Non-Incentive | 3 - Installed | 2022-10-03 | 2022-10-18 | 2022-12-30 | 33221 | 6644.2 | HAVASU SOLAR | Purchase
UNSEDG-08190 | 86406 | PV (Photovoltaic) | 10.4 | 19065 | Residential | Non-Incentive | 3 - Installed | 2022-10-11 | 2022-10-28 | 2022-12-30 | 25889 | 5177.8 | HAVASU SOLAR | Purchase
UNSEDG-08228 | 85646 | PV (Photovoltaic) | 6.32 | 11303 | Residential | Non-Incentive | 3 - Installed | 2022-10-19 | 2022-11-07 | 2022-12-30 | 19895 | 9947.5 | Solar Energy Consulting LLC | Purchase
UNSEDG-05413 | 86409 | PV (Photovoltaic) | 11.6 | 21337 | Residential | Non-Incentive | 3 - Installed | 2021-08-06 | 2021-08-13 | 2023-03-14 | 47500 | 2500 | Titan Solar Power, Inc. | Purchase
UNSEDG-05495 | 86403 | PV (Photovoltaic) | 6.65 | 10798 | Residential | Non-Incentive | 3 - Installed | 2021-08-28 | 2021-09-14 | 2023-06-02 | 35302 | 10305 | Sunup America | Purchase
UNSEDG-05538 | 86409 | PV (Photovoltaic) | 8.88 | 15717 | Residential | Non-Incentive | 3 - Installed | 2021-09-09 | 2021-09-23 | 2023-03-02 | 43699.83 | 2500 | Titan Solar Power, Inc. | Purchase
UNSEDG-05618 | 86403 | PV (Photovoltaic) | 21.6 | 34642 | Residential | Non-Incentive | 3 - Installed | 2021-09-27 | 2021-12-16 | 2023-01-03 | 91268 | 18253.6 | Esmay Electric, Inc | Purchase
UNSEDG-05637 | 86406 | PV (Photovoltaic) | 7.05 | 12236 | Residential | Non-Incentive | 3 - Installed | 2021-09-28 | 2021-10-08 | 2023-05-01 | 25000 | 10000 | Mohave Solar | Purchase
UNSEDG-05698 | 86404 | PV (Photovoltaic) | 15.75 | 27122 | Residential | Non-Incentive | 3 - Installed | 2021-10-04 | 2021-10-18 | 2023-02-24 | 84262 | 42131 | SOLCIUS LLC | Purchase
UNSEDG-05794 | 85621 | PV (Photovoltaic) | 4 | 7073 | Residential | Non-Incentive | 3 - Installed | 2021-11-04 | 2021-11-29 | 2023-03-13 | 21420 | 4284 | Erus Energy | Purchase
UNSEDG-05829 | 86406 | PV (Photovoltaic) | 4.8 | 8817 | Residential | Non-Incentive | 3 - Installed | 2021-11-09 | 2022-05-18 | 2023-04-11 | 22821.98 | 2000 | Our World Energy | Purchase
UNSEDG-05861 | 86403 | PV (Photovoltaic) | 12.24 | 21008 | Residential | Non-Incentive | 3 - Installed | 2021-11-17 | 2021-12-29 | 2023-01-20 | 53414 | 2000 | Our World Energy | Purchase
UNSEDG-06008 | 86413 | PV (Photovoltaic) | 16.4 | 29926 | Residential | Non-Incentive | 3 - Installed | 2021-12-20 | 2022-02-18 | 2023-02-08 | 83356.43 | 2500 | Titan Solar Power | Purchase
UNSEDG-05916 | 86409 | PV (Photovoltaic) | 10.4 | 18775 | Residential | Non-Incentive | 3 - Installed | 2021-11-30 | 2022-02-03 | 2023-02-02 | 18720 | 3432 | Eco Management Systems | Purchase
UNSEDG-06035 | 86433 | PV (Photovoltaic) | 8.1 | 14232 | Residential | Non-Incentive | 3 - Installed | 2021-12-27 | 2022-01-21 | 2023-01-04 | 35967 | 2000 | Our World Energy | Purchase
UNSEDG-06149 | 85621 | PV (Photovoltaic) | 5.85 | 10362 | Residential | Non-Incentive | 3 - Installed | 2022-01-24 | 2022-02-18 | 2023-03-02 | 22650 | 4530 | Erus Energy | Purchase
UNSEDG-06139 | 86403 | PV (Photovoltaic) | 19.2 | 31024 | Residential | Non-Incentive | 3 - Installed | 2022-01-20 | 2022-02-14 | 2023-03-10 | 80303.23 | 2000 | Our World Energy | Purchase
UNSEDG-06138 | 86409 | PV (Photovoltaic) | 4.38 | 8742 | Residential | Non-Incentive | 3 - Installed | 2022-01-20 | 2022-03-29 | 2023-01-30 | 24827 | 12413.5 | Solcius LLC | Purchase
UNSEDG-06195 | 86406 | PV (Photovoltaic) | 6.715 | 11081 | Residential | Non-Incentive | 3 - Installed | 2022-01-31 | 2022-02-21 | 2023-01-13 | 21504 | 4300.8 | HAVASU SOLAR | Purchase
UNSEDG-06328 | 85648 | PV (Photovoltaic) | 9.25 | 16813 | Residential | Non-Incentive | 3 - Installed | 2022-02-21 | 2022-03-14 | 2023-09-25 | 33659.91 | 10000 | Kuubix Global LLC | Purchase
UNSEDG-06288 | 85648 | PV (Photovoltaic) | 779 | 1354823 | Non-Residential | Non-Incentive | 3 - Installed | 2022-02-11 |  | 2023-08-04 | 1466000 | 371000 | SOLAR GAIN INC | Purchase
UNSEDG-06351 | 85648 | PV (Photovoltaic) | 14.04 | 24963 | Residential | Non-Incentive | 3 - Installed | 2022-02-23 | 2022-03-29 | 2023-03-15 | 55518.98 | 11103.8 | Erus Energy | Purchase
UNSEDG-06377 | 86401 | PV (Photovoltaic) | 5.135 | 9304 | Residential | Non-Incentive | 3 - Installed | 2022-03-01 | 2022-03-16 | 2023-03-21 | 46426 | 2000 | Our World Energy | Purchase
UNSEDG-06547 | 85648 | PV (Photovoltaic) | 14.04 | 25749 | Residential | Non-Incentive | 3 - Installed | 2022-04-04 | 2022-05-04 | 2023-02-10 | 52229 | 10445.8 | Erus Energy | Purchase
UNSEDG-06443 | 86401 | PV (Photovoltaic) | 7.11 | 13930 | Residential | Non-Incentive | 3 - Installed | 2022-03-16 | 2022-04-05 | 2023-02-21 | 41500 | 2500 | Titan Solar Power | Purchase
UNSEDG-06448 | 86413 | PV (Photovoltaic) | 7.1 | 12030 | Residential | Non-Incentive | 3 - Installed | 2022-03-16 | 2022-04-05 | 2023-01-25 | 41459 | 2000 | Our World Energy | Purchase
UNSEDG-06487 | 85648 | PV (Photovoltaic) | 10.585 | 19071 | Residential | Non-Incentive | 3 - Installed | 2022-03-23 | 2022-04-29 | 2023-03-09 | 30871.6 | 4000 | Southwest Electric, Inc. | Purchase
UNSEDG-06527 | 86413 | PV (Photovoltaic) | 8.4 | 16326 | Residential | Non-Incentive | 3 - Installed | 2022-03-29 | 2022-06-21 | 2023-04-13 | 51436.56 | 2500 | Titan Solar Power | Purchase
UNSEDG-06532 | 85621 | PV (Photovoltaic) | 8.375 | 15073 | Residential | Non-Incentive | 3 - Installed | 2022-03-30 | 2022-04-29 | 2023-02-20 | 36000 | 2500 | Freedom Forever | Purchase
UNSEDG-06841 | 86445 | PV (Photovoltaic) | 4.4 | 7286 | Residential | Non-Incentive | 3 - Installed | 2022-05-06 | 2022-05-24 | 2023-01-13 | 17577 | 2000 | Our World Energy | Purchase
UNSEDG-06620 | 85621 | PV (Photovoltaic) | 5.2 | 52 | Residential | Non-Incentive | 3 - Installed | 2022-04-13 | 2022-05-09 | 2023-02-24 | 37466 | 3406 | Tucson Solar Pros | Purchase
UNSEDG-06593 | 85648 | PV (Photovoltaic) | 3.52 | 6155 | Residential | Non-Incentive | 3 - Installed | 2022-04-08 | 2022-05-26 | 2023-03-22 | 41934.48 | 20967.24 | Generation Solar | Purchase
UNSEDG-06551 | 86445 | PV (Photovoltaic) | 11.6 | 22821 | Residential | Non-Incentive | 3 - Installed | 2022-04-05 | 2022-05-03 | 2023-02-27 | 66342.23 | 2500 | Titan Solar Power | Purchase
UNSEDG-06862 | 86406 | PV (Photovoltaic) | 16.34 | 30438 | Residential | Non-Incentive | 3 - Installed | 2022-05-10 | 2022-05-23 | 2023-01-27 | 38562 | 10000 | Mohave solar | Purchase
UNSEDG-06687 | 86441 | PV (Photovoltaic) | 10.8 | 21306 | Residential | Non-Incentive | 3 - Installed | 2022-04-20 | 2022-06-30 | 2023-05-04 | 72457.7 | 2500 | Titan Solar Power | Purchase
UNSEDG-06585 | 86409 | PV (Photovoltaic) | 4.4 | 8695 | Residential | Non-Incentive | 3 - Installed | 2022-04-07 | 2022-05-03 | 2023-01-04 | 18715 | 2500 | Titan Solar Power | Purchase
UNSEDG-06591 | 86401 | PV (Photovoltaic) | 8.69 | 15885 | Residential | Non-Incentive | 3 - Installed | 2022-04-08 | 2022-05-06 | 2023-01-30 | 32128 | 2500 | Freedom Forever | Purchase
UNSEDG-06647 | 86406 | PV (Photovoltaic) | 17.6 | 29452 | Residential | Non-Incentive | 3 - Installed | 2022-04-15 | 2022-05-11 | 2023-03-17 | 86748.35 | 2000 | Our World Energy | Purchase
UNSEDG-06599 | 85648 | PV (Photovoltaic) | 12.73 | 21862 | Residential | Non-Incentive | 3 - Installed | 2022-04-11 | 2022-05-12 | 2023-03-31 | 53420 | 2500 | Freedom Forever | Purchase
UNSEDG-06607 | 86406 | PV (Photovoltaic) | 11.315 | 19481 | Residential | Non-Incentive | 3 - Installed | 2022-04-12 | 2022-05-06 | 2023-02-24 | 49990.13 | 14997.04 | Pure Energy LLC | Purchase
UNSEDG-06693 | 85621 | PV (Photovoltaic) | 3.6 | 6256 | Residential | Non-Incentive | 3 - Installed | 2022-04-20 | 2022-05-17 | 2023-05-25 | 30195 | 2745 | Peak Solar | Purchase
UNSEDG-06667 | 86403 | PV (Photovoltaic) | 12.64 | 21537 | Residential | Non-Incentive | 3 - Installed | 2022-04-18 | 2022-05-11 | 2023-04-19 | 50000 | 2000 | Our World Energy | Purchase
UNSEDG-06719 | 86409 | PV (Photovoltaic) | 4 | 6712 | Residential | Non-Incentive | 3 - Installed | 2022-04-22 | 2022-05-17 | 2023-03-29 | 21964 | 2000 | Our World Energy | Purchase
UNSEDG-06722 | 86401 | PV (Photovoltaic) | 7.6 | 13993 | Residential | Non-Incentive | 3 - Installed | 2022-04-22 | 2022-05-17 | 2023-02-06 | 36350 | 2000 | Our World Energy | Purchase
UNSEDG-06652 | 86441 | PV (Photovoltaic) | 9.99 | 15968 | Residential | Non-Incentive | 3 - Installed | 2022-04-18 | 2022-05-12 | 2023-04-13 | 45000 | 13500 | SunUp America | Purchase
UNSEDG-06654 | 86409 | PV (Photovoltaic) | 3.6 | 6122 | Residential | Non-Incentive | 3 - Installed | 2022-04-18 | 2022-05-11 | 2023-04-21 | 19779.15 | 1977.92 | Inty Power LLC | Purchase
UNSEDG-06689 | 86401 | PV (Photovoltaic) | 2.37 | 3872 | Residential | Non-Incentive | 3 - Installed | 2022-04-20 | 2022-05-13 | 2023-05-19 | 14077.08 | 2500 | Titan Solar Power | Purchase
UNSEDG-06696 | 86409 | PV (Photovoltaic) | 7.2 | 14082 | Residential | Non-Incentive | 3 - Installed | 2022-04-21 | 2022-05-13 | 2023-04-13 | 55140.18 | 2500 | Titan Solar Power | Purchase
UNSEDG-06834 | 86409 | PV (Photovoltaic) | 10.4 | 19968 | Residential | Non-Incentive | 3 - Installed | 2022-05-05 | 2022-05-20 | 2023-11-13 | 52500 | 2500 | Titan Solar Power | Purchase
UNSEDG-06793 | 86404 | PV (Photovoltaic) | 12.64 | 21643 | Residential | Non-Incentive | 3 - Installed | 2022-04-29 | 2022-05-19 | 2023-03-10 | 54244.47 | 2000 | Our World Energy | Purchase
UNSEDG-06739 | 86401 | PV (Photovoltaic) | 9.6 | 18314 | Residential | Non-Incentive | 3 - Installed | 2022-04-25 | 2022-05-18 | 2023-05-17 | 47573.64 | 2500 | Titan Solar Power | Purchase
UNSEDG-06786 | 85640 | PV (Photovoltaic) | 35.2 | 65725 | Residential | Non-Incentive | 3 - Installed | 2022-04-29 |  | 2023-08-01 | 102000 | 30600 | Solar Solution AZ | Purchase
UNSEDG-06798 | 86441 | PV (Photovoltaic) | 14.4 | 24199 | Residential | Non-Incentive | 3 - Installed | 2022-05-02 | 2022-05-19 | 2023-01-19 | 71414 | 2000 | Our World Energy | Purchase
UNSEDG-06763 | 86401 | PV (Photovoltaic) | 14.8 | 26769 | Residential | Non-Incentive | 3 - Installed | 2022-04-26 | 2022-05-19 | 2023-03-09 | 78948.57 | 2000 | ICON POWER | Purchase
UNSEDG-06858 | 86403 | PV (Photovoltaic) | 8.8 | 15512 | Residential | Non-Incentive | 3 - Installed | 2022-05-10 | 2022-05-23 | 2023-01-13 | 37797.5 | 2000 | Our World Energy | Purchase
UNSEDG-06810 | 86403 | PV (Photovoltaic) | 20.075 | 35260 | Residential | Non-Incentive | 3 - Installed | 2022-05-03 | 2022-08-15 | 2023-01-06 | 75977.45 | 4000 | Southwest Electric, Inc. | Purchase
UNSEDG-06836 | 86409 | PV (Photovoltaic) | 12.48 | 21067 | Residential | Non-Incentive | 3 - Installed | 2022-05-05 | 2022-05-20 | 2023-01-24 | 60218.18 | 5000 | On Point Solar Power | Purchase
UNSEDG-06844 | 86409 | PV (Photovoltaic) | 8 | 15380 | Residential | Non-Incentive | 3 - Installed | 2022-05-09 | 2022-05-20 | 2023-07-28 | 41053.06 | 2000 | ICON POWER | Purchase
UNSEDG-06886 | 86409 | PV (Photovoltaic) | 13.035 | 24423 | Residential | Non-Incentive | 3 - Installed | 2022-05-11 | 2022-05-23 | 2023-05-01 | 61913.29 | 5000 | On Point Solar Power LLC | Purchase
UNSEDG-06887 | 86409 | PV (Photovoltaic) | 8.76 | 15084 | Residential | Non-Incentive | 3 - Installed | 2022-05-12 | 2022-05-23 | 2023-01-25 | 38698.77 | 19349.39 | Generation Solar | Purchase
UNSEDG-06919 | 86401 | PV (Photovoltaic) | 5.2 | 10134 | Residential | Non-Incentive | 3 - Installed | 2022-05-17 | 2022-05-26 | 2023-01-25 | 26158.97 | 2500 | Titan Solar Power | Purchase
UNSEDG-06903 | 86409 | PV (Photovoltaic) | 11.88 | 18716 | Residential | Non-Incentive | 3 - Installed | 2022-05-13 | 2022-05-25 | 2023-05-22 | 56071 | 16821.3 | SunUp America | Purchase
UNSEDG-06995 | 85621 | PV (Photovoltaic) | 7.2 | 13074 | Residential | Non-Incentive | 3 - Installed | 2022-05-25 | 2022-05-31 | 2023-04-28 | 55000 | 2000 | Our World Energy | Purchase
UNSEDG-06908 | 86403 | PV (Photovoltaic) | 17.16 | 28732 | Residential | Non-Incentive | 3 - Installed | 2022-05-16 | 2022-05-25 | 2023-04-06 | 71940.42 | 4000 | Southwest Electric, Inc. | Purchase
UNSEDG-06948 | 86406 | PV (Photovoltaic) | 27.47 | 44187 | Residential | Non-Incentive | 3 - Installed | 2022-05-19 | 2022-06-02 | 2023-04-26 | 79413.6 | 15882.72 | Esmay Electric, Inc | Purchase
UNSEDG-07003 | 85648 | PV (Photovoltaic) | 8.55 | 15244 | Residential | Non-Incentive | 3 - Installed | 2022-05-26 | 2022-05-31 | 2023-03-15 | 54317 | 2000 | Our World Energy | Purchase
UNSEDG-07002 | 85648 | PV (Photovoltaic) | 9.6 | 16538 | Residential | Non-Incentive | 3 - Installed | 2022-05-26 | 2022-05-31 | 2023-03-09 | 46048 | 2000 | Our World Energy | Purchase
UNSEDG-07080 | 85621 | PV (Photovoltaic) | 8.4 | 13978 | Residential | Non-Incentive | 3 - Installed | 2022-06-03 | 2022-06-06 | 2023-04-10 | 35865 | 2000 | Our World Energy | Purchase
UNSEDG-06993 | 86413 | PV (Photovoltaic) | 5.795 | 10955 | Residential | Non-Incentive | 3 - Installed | 2022-05-25 | 2022-05-31 | 2023-03-01 | 31462.3 | 2500 | Titan Solar Power | Purchase
UNSEDG-07018 | 85648 | PV (Photovoltaic) | 6 | 10454 | Residential | Non-Incentive | 3 - Installed | 2022-05-31 | 2022-05-31 | 2023-02-20 | 29651 | 2000 | Our World Energy | Purchase
UNSEDG-07139 | 86406 | PV (Photovoltaic) | 7.59 | 13501 | Residential | Non-Incentive | 3 - Installed | 2022-06-10 | 2022-06-13 | 2023-03-03 | 16054.95 | 0 | OWNER | Purchase
UNSEDG-07052 | 86403 | PV (Photovoltaic) | 9.88 | 18479 | Residential | Non-Incentive | 3 - Installed | 2022-06-01 | 2022-06-10 | 2023-01-12 | 31639 | 6327.8 | HAVASU SOLAR | Purchase
UNSEDG-07090 | 85621 | PV (Photovoltaic) | 10.56 | 19296 | Residential | Non-Incentive | 3 - Installed | 2022-06-06 | 2022-06-06 | 2023-02-03 | 27280 | 8184 | SOLAR SOLUTION AZ | Purchase
UNSEDG-07077 | 86401 | PV (Photovoltaic) | 9.6 | 17813 | Residential | Non-Incentive | 3 - Installed | 2022-06-03 | 2022-06-06 | 2023-03-17 | 52500 | 2500 | Titan Solar Power | Purchase
UNSEDG-07092 | 85646 | PV (Photovoltaic) | 5.85 | 11024 | Residential | Non-Incentive | 3 - Installed | 2022-06-06 | 2022-06-08 | 2023-02-02 | 27894 | 8368.2 | SOLAR SOLUTION AZ | Purchase
UNSEDG-07106 | 86404 | PV (Photovoltaic) | 18.275 | 32825 | Residential | Non-Incentive | 3 - Installed | 2022-06-06 | 2022-06-08 | 2023-05-18 | 55125 | 11025 | Esmay Electric, Inc | Purchase
UNSEDG-07116 | 86441 | PV (Photovoltaic) | 6.035 | 11457 | Residential | Non-Incentive | 3 - Installed | 2022-06-07 | 2022-06-08 | 2023-05-04 | 32923 | 2500 | Freedom Forever | Purchase
UNSEDG-07127 | 86401 | PV (Photovoltaic) | 10.8 | 20464 | Residential | Non-Incentive | 3 - Installed | 2022-06-08 | 2022-06-10 | 2023-05-16 | 47460.38 | 2500 | Titan Solar Power | Purchase
UNSEDG-07283 | 85621 | PV (Photovoltaic) | 7.65 | 69 | Residential | Non-Incentive | 3 - Installed | 2022-06-30 | 2022-07-01 | 2023-03-15 | 51188.5 | 4653.5 | Big Star Builders | Purchase
UNSEDG-07149 | 86413 | PV (Photovoltaic) | 4.05 | 6922 | Residential | Non-Incentive | 3 - Installed | 2022-06-14 | 2022-06-16 | 2023-04-26 | 24199 | 2000 | Our World Energy | Purchase
UNSEDG-07348 | 86413 | PV (Photovoltaic) | 7.65 | 14554 | Residential | Non-Incentive | 3 - Installed | 2022-07-12 | 2022-07-14 | 2023-07-11 | 32131 | 2000 | Our World Energy | Purchase
UNSEDG-07144 | 85648 | PV (Photovoltaic) | 8.505 | 14960 | Residential | Non-Incentive | 3 - Installed | 2022-06-10 | 2022-06-13 | 2023-02-07 | 28236.99 | 2823.69 | Erus Energy | Purchase
UNSEDG-07296 | 85648 | PV (Photovoltaic) | 9 | 16098 | Residential | Non-Incentive | 3 - Installed | 2022-07-01 | 2022-07-05 | 2023-01-19 | 49724 | 14917.2 | SOLAR SOLUTION AZ | Purchase
UNSEDG-07158 | 86406 | PV (Photovoltaic) | 11.6 | 21428 | Residential | Non-Incentive | 3 - Installed | 2022-06-14 | 2022-06-17 | 2023-03-21 | 54403.8 | 2500 | Titan Solar Power | Purchase
UNSEDG-07156 | 86406 | PV (Photovoltaic) | 23.8 | 38485 | Residential | Non-Incentive | 3 - Installed | 2022-06-14 | 2022-06-27 | 2023-12-18 | 70510 | 14102 | Esmay Electric, Inc | Purchase
UNSEDG-07161 | 86444 | PV (Photovoltaic) | 8.14 | 13894 | Residential | Non-Incentive | 3 - Installed | 2022-06-14 | 2022-08-01 | 2023-01-04 | 54614 | 16384.2 | SunUp America | Purchase
UNSEDG-07263 | 86406 | PV (Photovoltaic) | 4.51 | 7461 | Residential | Non-Incentive | 3 - Installed | 2022-06-27 | 2022-11-08 | 2023-02-06 | 26000 | 6000 | Eco Management Systems | Purchase
UNSEDG-07262 | 86406 | PV (Photovoltaic) | 6.56 | 12379 | Residential | Non-Incentive | 3 - Installed | 2022-06-27 | 2022-06-28 | 2023-07-07 | 15000 | 5000 | Eco Management Systems | Purchase
UNSEDG-07260 | 86409 | PV (Photovoltaic) | 6.4 | 10786 | Residential | Non-Incentive | 3 - Installed | 2022-06-27 | 2022-07-05 | 2023-06-14 | 33734 | 2000 | Our World Energy | Purchase
UNSEDG-07241 | 86409 | PV (Photovoltaic) | 4.4 | 8101 | Residential | Non-Incentive | 3 - Installed | 2022-06-24 | 2022-06-27 | 2023-03-16 | 21548 | 2000 | Our World Energy | Purchase
UNSEDG-07199 | 86401 | PV (Photovoltaic) | 8 | 14825 | Residential | Non-Incentive | 3 - Installed | 2022-06-21 | 2022-07-05 | 2023-02-06 | 33754 | 8438.5 | Elevation Solar | Purchase
UNSEDG-07203 | 85640 | PV (Photovoltaic) | 10.36 | 17402 | Residential | Non-Incentive | 3 - Installed | 2022-06-21 | 2022-06-24 | 2023-02-14 | 44737.99 | 10000 | AZ Sun Services | Purchase
UNSEDG-07210 | 86409 | PV (Photovoltaic) | 5.6 | 10971 | Residential | Non-Incentive | 3 - Installed | 2022-06-22 | 2022-06-23 | 2023-02-13 | 31799.39 | 2500 | Titan Solar Power | Purchase
UNSEDG-07216 | 86409 | PV (Photovoltaic) | 4.8 | 8271 | Residential | Non-Incentive | 3 - Installed | 2022-06-22 | 2022-06-23 | 2023-03-07 | 24390.51 | 2500 | Titan Solar Power | Purchase
UNSEDG-07219 | 86401 | PV (Photovoltaic) | 10 | 17021 | Residential | Non-Incentive | 3 - Installed | 2022-06-22 | 2022-06-23 | 2023-09-08 | 45118.07 | 2500 | Titan Solar Power | Purchase
UNSEDG-07228 | 86413 | PV (Photovoltaic) | 6.4 | 12379 | Residential | Non-Incentive | 3 - Installed | 2022-06-23 | 2022-06-27 | 2023-02-15 | 29843 | 7460.75 | Elevation Solar | Purchase
UNSEDG-07236 | 86401 | PV (Photovoltaic) | 10.8 | 21035 | Residential | Non-Incentive | 3 - Installed | 2022-06-24 | 2022-06-27 | 2023-01-13 | 55072.09 | 2500 | Titan Solar Power | Purchase
UNSEDG-07349 | 86409 | PV (Photovoltaic) | 30.8 | 53344 | Residential | Non-Incentive | 3 - Installed | 2022-07-12 |  | 2024-01-26 | 124388 | 2000 | Our World Energy | Purchase
UNSEDG-07481 | 85648 | PV (Photovoltaic) | 7.505 | 11594 | Residential | Non-Incentive | 3 - Installed | 2022-07-29 | 2022-08-18 | 2023-05-09 | 17143.52 | 3752.5 | ASAP ELECTRIC | Purchase
UNSEDG-07307 | 86406 | PV (Photovoltaic) | 25.2 | 41134 | Residential | Non-Incentive | 3 - Installed | 2022-07-06 | 2022-07-07 | 2024-02-05 | 86217 | 2000 | Our World Energy | Purchase
UNSEDG-07298 | 85646 | PV (Photovoltaic) | 11.52 | 20125 | Residential | Non-Incentive | 3 - Installed | 2022-07-01 | 2022-07-06 | 2023-03-20 | 71469 | 21440.7 | SAGUARO SOLAR ELECTRIC | Purchase
UNSEDG-07294 | 86409 | PV (Photovoltaic) | 4.8 | 8184 | Residential | Non-Incentive | 3 - Installed | 2022-07-01 | 2022-07-05 | 2023-06-07 | 31410.3 | 2500 | Titan Solar Power | Purchase
UNSEDG-07420 | 85621 | PV (Photovoltaic) | 13.6 | 75 | Residential | Non-Incentive | 3 - Installed | 2022-07-25 | 2022-08-18 | 2023-03-15 | 76120 | 6920 | Big Star Builders | Purchase
UNSEDG-07333 | 86406 | PV (Photovoltaic) | 12 | 20403 | Residential | Non-Incentive | 3 - Installed | 2022-07-11 | 2022-07-14 | 2023-02-22 | 42967 | 2000 | Our World Energy | Purchase
UNSEDG-07357 | 86403 | PV (Photovoltaic) | 10 | 17973 | Residential | Non-Incentive | 3 - Installed | 2022-07-14 | 2022-07-14 | 2023-01-20 | 42930 | 2000 | Our World Energy | Purchase
UNSEDG-07306 | 85648 | PV (Photovoltaic) | 8.04 | 12221 | Residential | Non-Incentive | 3 - Installed | 2022-07-06 | 2022-07-06 | 2023-11-20 | 28705 | 16352.5 | Vision Solar LLC | Purchase
UNSEDG-07315 | 86413 | PV (Photovoltaic) | 9.2 | 17116 | Residential | Non-Incentive | 3 - Installed | 2022-07-07 | 2022-07-12 | 2023-03-08 | 48071.66 | 2500 | Titan Solar Power, Inc. | Purchase
UNSEDG-07416 | 86401 | PV (Photovoltaic) | 4 | 6859 | Residential | Non-Incentive | 3 - Installed | 2022-07-25 | 2022-08-29 | 2023-03-07 | 19744 | 2500 | Titan Solar Power, Inc. | Purchase
UNSEDG-07389 | 85621 | PV (Photovoltaic) | 6.4 | 11080 | Residential | Non-Incentive | 3 - Installed | 2022-07-19 | 2022-07-25 | 2023-05-25 | 29455 | 2000 | Our World Energy | Purchase
UNSEDG-07361 | 86406 | PV (Photovoltaic) | 15.84 | 28014 | Residential | Non-Incentive | 3 - Installed | 2022-07-14 | 2022-07-22 | 2023-03-07 | 70765.41 | 4000 | Southwest Electric, Inc. | Purchase
UNSEDG-07401 | 86440 | PV (Photovoltaic) | 11.2 | 17708 | Residential | Non-Incentive | 3 - Installed | 2022-07-21 | 2022-07-25 | 2023-02-08 | 55117 | 2000 | Our World Energy | Purchase
UNSEDG-07503 | 86406 | PV (Photovoltaic) | 13.6 | 23004 | Residential | Non-Incentive | 3 - Installed | 2022-08-02 | 2022-08-09 | 2023-03-20 | 63334.66 | 2500 | Titan Solar Power | Purchase
UNSEDG-07373 | 86406 | PV (Photovoltaic) | 8.075 | 13636 | Residential | Non-Incentive | 3 - Installed | 2022-07-18 | 2022-07-21 | 2023-02-23 | 24525 | 4905 | ESMAY ELECTRIC, INC. | Purchase
UNSEDG-07417 | 86406 | PV (Photovoltaic) | 8.4 | 14578 | Residential | Non-Incentive | 3 - Installed | 2022-07-25 | 2022-07-25 | 2023-01-03 | 38388 | 2000 | Our World Energy | Purchase
UNSEDG-07377 | 86404 | PV (Photovoltaic) | 12.92 | 22233 | Residential | Non-Incentive | 3 - Installed | 2022-07-18 | 2022-07-21 | 2023-01-17 | 44908 | 8981.6 | HAVASU SOLAR | Purchase
UNSEDG-07442 | 86404 | PV (Photovoltaic) | 11.2 | 20041 | Residential | Non-Incentive | 3 - Installed | 2022-07-26 | 2022-07-28 | 2023-01-17 | 48225 | 2000 | Our World Energy | Purchase
UNSEDG-07412 | 86406 | PV (Photovoltaic) | 18 | 31126 | Residential | Non-Incentive | 3 - Installed | 2022-07-22 | 2022-07-25 | 2023-02-02 | 73500 | 2000 | OUR WORLD ENERGY | Purchase
UNSEDG-07441 | 86401 | PV (Photovoltaic) | 5.2 | 8929 | Residential | Non-Incentive | 3 - Installed | 2022-07-26 | 2022-07-28 | 2023-04-17 | 31532.02 | 2500 | Titan Solar Power, Inc. | Purchase
UNSEDG-07440 | 86406 | PV (Photovoltaic) | 14 | 22960 | Residential | Non-Incentive | 3 - Installed | 2022-07-26 | 2022-07-27 | 2023-03-27 | 57973.12 | 2500 | Titan Solar Power, Inc. | Purchase
UNSEDG-07390 | 86404 | PV (Photovoltaic) | 10 | 17073 | Residential | Non-Incentive | 3 - Installed | 2022-07-20 | 2022-07-22 | 2023-04-17 | 43540 | 2000 | Our World Energy | Purchase
UNSEDG-07388 | 86406 | PV (Photovoltaic) | 10.44 | 19382 | Residential | Non-Incentive | 3 - Installed | 2022-07-19 | 2022-07-27 | 2023-07-26 | 12000 | 0 | Property owner | Purchase
UNSEDG-07504 | 85648 | PV (Photovoltaic) | 13.43 | 23150 | Residential | Non-Incentive | 3 - Installed | 2022-08-03 | 2022-08-18 | 2023-02-03 | 73183 | 19463 | solar energy consulting | Purchase
UNSEDG-07426 | 86401 | PV (Photovoltaic) | 8.4 | 16109 | Residential | Non-Incentive | 3 - Installed | 2022-07-25 | 2022-07-26 | 2023-03-07 | 40776.7 | 2000 | Our World Energy | Purchase
UNSEDG-07439 | 86403 | PV (Photovoltaic) | 12 | 21009 | Residential | Non-Incentive | 3 - Installed | 2022-07-26 | 2022-07-28 | 2023-04-07 | 54840 | 2000 | Our World Energy | Purchase
UNSEDG-07433 | 86403 | PV (Photovoltaic) | 14.4 | 23817 | Residential | Non-Incentive | 3 - Installed | 2022-07-26 | 2022-08-15 | 2023-04-06 | 65808 | 2000 | Our World Energy | Purchase
UNSEDG-07451 | 86401 | PV (Photovoltaic) | 6.4 | 11167 | Residential | Non-Incentive | 3 - Installed | 2022-07-27 | 2022-08-09 | 2023-01-03 | 30175 | 2500 | Titan Solar Power, Inc. | Purchase
UNSEDG-07424 | 86406 | PV (Photovoltaic) | 16.8 | 28450 | Residential | Non-Incentive | 3 - Installed | 2022-07-25 | 2023-03-17 | 2023-03-17 | 65562.06 | 4000 | Southwest Electric, Inc. | Purchase
UNSEDG-07443 | 86403 | PV (Photovoltaic) | 7.2 | 13263 | Residential | Non-Incentive | 3 - Installed | 2022-07-26 | 2022-07-27 | 2023-01-17 | 34631.72 | 4000 | Southwest Electric, Inc. | Purchase
UNSEDG-07445 | 86403 | PV (Photovoltaic) | 4.745 | 8831 | Residential | Non-Incentive | 3 - Installed | 2022-07-26 | 2022-07-27 | 2023-01-13 | 21836.52 | 4000 | Southwest Electric, Inc. | Purchase
UNSEDG-07514 | 86406 | PV (Photovoltaic) | 3.28 | 26 | Residential | Non-Incentive | 3 - Installed | 2022-08-04 | 2022-08-29 | 2023-03-01 | 27720 | 2520 | Big Star Builders | Purchase
UNSEDG-07461 | 86438 | PV (Photovoltaic) | 8 | 15673 | Residential | Non-Incentive | 3 - Installed | 2022-07-27 | 2022-08-05 | 2023-02-22 | 35752 | 7150.4 | HAVASU SOLAR | Purchase
UNSEDG-07573 | 85648 | PV (Photovoltaic) | 6.84 | 11032 | Residential | Non-Incentive | 3 - Installed | 2022-08-12 | 2022-08-29 | 2023-05-05 | 25171 | 4000 | Monsters Framing LLC | Purchase
UNSEDG-07475 | 86426 | PV (Photovoltaic) | 9.085 | 14467 | Residential | Non-Incentive | 3 - Installed | 2022-07-28 | 2022-08-01 | 2023-02-02 | 40992.54 | 2500 | Freedom Forever | Purchase
UNSEDG-07521 | 85648 | PV (Photovoltaic) | 10.35 | 18702 | Residential | Non-Incentive | 3 - Installed | 2022-08-05 | 2022-08-10 | 2023-03-31 | 43830 | 2000 | Our World Energy | Purchase
UNSEDG-07484 | 86413 | PV (Photovoltaic) | 9.9 | 17878 | Residential | Non-Incentive | 3 - Installed | 2022-08-01 | 2022-08-05 | 2023-01-25 | 44000 | 13200 | Sunup America | Purchase
UNSEDG-07485 | 86401 | PV (Photovoltaic) | 8.4 | 16129 | Residential | Non-Incentive | 3 - Installed | 2022-08-01 | 2022-08-09 | 2023-01-03 | 30737 | 6147.4 | HAVASU SOLAR | Purchase
UNSEDG-07512 | 86404 | PV (Photovoltaic) | 14.4 | 25882 | Residential | Non-Incentive | 3 - Installed | 2022-08-03 | 2022-08-04 | 2023-01-03 | 62619.63 | 4000 | Southwest Electric, Inc. | Purchase
UNSEDG-07577 | 85648 | PV (Photovoltaic) | 10 | 18280 | Residential | Non-Incentive | 3 - Installed | 2022-08-15 | 2022-08-18 | 2023-01-04 | 40074 | 2500 | Titan Solar Power, Inc. | Purchase
UNSEDG-07513 | 86401 | PV (Photovoltaic) | 4.8 | 9306 | Residential | Non-Incentive | 3 - Installed | 2022-08-04 | 2022-08-04 | 2023-03-27 | 71076.75 | 2500 | Titan Solar Power, Inc. | Purchase
UNSEDG-07518 | 86406 | PV (Photovoltaic) | 12.8 | 22471 | Residential | Non-Incentive | 3 - Installed | 2022-08-05 | 2022-08-09 | 2023-01-20 | 48663 | 2000 | OUR WORLD ENERGY | Purchase
UNSEDG-07582 | 86406 | PV (Photovoltaic) | 20 | 31570 | Residential | Non-Incentive | 3 - Installed | 2022-08-15 | 2022-08-16 | 2023-01-25 | 76028 | 2000 | Our World Energy | Purchase
UNSEDG-07520 | 86403 | PV (Photovoltaic) | 14.08 | 24643 | Residential | Non-Incentive | 3 - Installed | 2022-08-05 | 2022-08-18 | 2023-01-11 | 47056 | 2000 | LGCY Power | Purchase
UNSEDG-07529 | 86413 | PV (Photovoltaic) | 5.6 | 10446 | Residential | Non-Incentive | 3 - Installed | 2022-08-06 | 2022-09-16 | 2023-02-15 | 58593 | 14648.25 | Elevation Solar | Purchase
UNSEDG-07807 | 85648 | PV (Photovoltaic) | 10.4 | 18390 | Residential | Non-Incentive | 3 - Installed | 2022-09-09 | 2022-09-30 | 2023-03-24 | 46725.92 | 2500 | Titan Solar Power, Inc. | Purchase
UNSEDG-07643 | 85648 | PV (Photovoltaic) | 3.6 | 6711 | Residential | Non-Incentive | 3 - Installed | 2022-08-19 | 2022-08-23 | 2023-02-03 | 19010 | 2500 | Titan Solar Power, Inc. | Purchase
UNSEDG-07540 | 86444 | PV (Photovoltaic) | 6.4 | 10770 | Residential | Non-Incentive | 3 - Installed | 2022-08-09 | 2022-08-29 | 2023-03-09 | 29698.75 | 10000 | Powur, PBC | Purchase
UNSEDG-07554 | 86403 | PV (Photovoltaic) | 2.8 | 4610 | Residential | Non-Incentive | 3 - Installed | 2022-08-10 | 2022-09-02 | 2023-06-02 | 95003.57 | 4000 | Southwest Electric, Inc. | Purchase
UNSEDG-07548 | 85648 | PV (Photovoltaic) | 5.925 | 11140 | Residential | Non-Incentive | 3 - Installed | 2022-08-09 | 2022-08-18 | 2023-01-26 | 30143 | 3014 | Inty Power | Purchase
UNSEDG-07593 | 86406 | PV (Photovoltaic) | 6.8 | 12318 | Residential | Non-Incentive | 3 - Installed | 2022-08-16 | 2022-08-16 | 2023-01-13 | 31076 | 2000 | Our World Energy | Purchase
UNSEDG-07568 | 85648 | PV (Photovoltaic) | 7.11 | 12130 | Residential | Non-Incentive | 3 - Installed | 2022-08-12 | 2022-08-29 | 2023-01-17 | 37859 | 3785 | Inty Power | Purchase
UNSEDG-07647 | 86426 | PV (Photovoltaic) | 4.95 | 8314 | Residential | Non-Incentive | 3 - Installed | 2022-08-19 | 2022-08-23 | 2023-02-15 | 25000 | 2000 | OUR WORLD ENERGY | Purchase
UNSEDG-07589 | 86401 | PV (Photovoltaic) | 6 | 10853 | Residential | Non-Incentive | 3 - Installed | 2022-08-16 | 2022-08-16 | 2023-05-18 | 30213.5 | 2500 | Titan Solar Power, Inc. | Purchase
UNSEDG-07596 | 85648 | PV (Photovoltaic) | 10.8 | 20564 | Residential | Non-Incentive | 3 - Installed | 2022-08-16 | 2022-12-10 | 2023-03-01 | 57822.82 | 0 | Smart Solar Solutions | Purchase
UNSEDG-07607 | 86403 | PV (Photovoltaic) | 8.8 | 15739 | Residential | Non-Incentive | 3 - Installed | 2022-08-17 | 2022-10-04 | 2023-05-11 | 33943 | 8485.75 | Elevation Solar , LLC | Purchase
UNSEDG-07613 | 86404 | PV (Photovoltaic) | 7.6 | 13850 | Residential | Non-Incentive | 3 - Installed | 2022-08-17 | 2022-09-16 | 2023-02-03 | 35829 | 8957.25 | Elevation Solar , LLC | Purchase
UNSEDG-07665 | 86403 | PV (Photovoltaic) | 20 | 34996 | Residential | Non-Incentive | 3 - Installed | 2022-08-22 | 2022-08-23 | 2023-02-24 | 77552 | 2000 | Our World Energy | Purchase
UNSEDG-07615 | 86404 | PV (Photovoltaic) | 15.2 | 26951 | Residential | Non-Incentive | 3 - Installed | 2022-08-17 | 2022-08-23 | 2023-01-27 | 56834 | 2000 | Our World Energy | Purchase
UNSEDG-07618 | 86404 | PV (Photovoltaic) | 16.06 | 28843 | Residential | Non-Incentive | 3 - Installed | 2022-08-17 | 2022-08-23 | 2023-04-07 | 66222.29 | 4000 | Southwest Electric, Inc. | Purchase
UNSEDG-07623 | 86404 | PV (Photovoltaic) | 5.6 | 10223 | Residential | Non-Incentive | 3 - Installed | 2022-08-18 | 2022-08-29 | 2023-08-11 | 28771 | 7192.75 | Elevation Solar | Purchase
UNSEDG-07625 | 86406 | PV (Photovoltaic) | 13.6 | 24000 | Residential | Non-Incentive | 3 - Installed | 2022-08-18 | 2022-09-16 | 2023-04-07 | 56343 | 14085.75 | Elevation Solar | Purchase
UNSEDG-07637 | 86426 | PV (Photovoltaic) | 9.6 | 18179 | Residential | Non-Incentive | 3 - Installed | 2022-08-18 | 2022-09-16 | 2023-02-07 | 40498.61 | 2500 | Freedom Forever | Purchase
UNSEDG-07698 | 86409 | PV (Photovoltaic) | 8.8 | 16376 | Residential | Non-Incentive | 3 - Installed | 2022-08-26 | 2022-08-29 | 2023-02-03 | 33701.21 | 2500 | TITAN SOLAR POWER | Purchase
UNSEDG-07693 | 86404 | PV (Photovoltaic) | 13.5 | 21902 | Residential | Non-Incentive | 3 - Installed | 2022-08-26 | 2022-08-29 | 2023-01-10 | 59742 | 2000 | Our World Energy | Purchase
UNSEDG-07712 | 86403 | PV (Photovoltaic) | 6.8 | 12058 | Residential | Non-Incentive | 3 - Installed | 2022-08-29 | 2022-09-01 | 2023-04-07 | 31076 | 2000 | Our World Energy | Purchase
UNSEDG-07686 | 86406 | PV (Photovoltaic) | 20 | 33212 | Residential | Non-Incentive | 3 - Installed | 2022-08-25 | 2023-01-04 | 2023-03-17 | 83000 | 2000 | OUR WORLD ENERGY | Purchase
UNSEDG-07657 | 86406 | PV (Photovoltaic) | 11.84 | 20578 | Residential | Non-Incentive | 3 - Installed | 2022-08-22 | 2022-08-24 | 2023-04-07 | 62851 | 18855.3 | Sunup America | Purchase
UNSEDG-07727 | 86404 | PV (Photovoltaic) | 4 | 7227 | Residential | Non-Incentive | 3 - Installed | 2022-08-31 | 2022-09-01 | 2023-01-11 | 18280 | 2000 | Our World Energy | Purchase
UNSEDG-07667 | 86403 | PV (Photovoltaic) | 12.4 | 21028 | Residential | Non-Incentive | 3 - Installed | 2022-08-23 | 2022-08-24 | 2023-03-03 | 59438 | 2000 | OUR WORLD ENERGY | Purchase
UNSEDG-07705 | 86406 | PV (Photovoltaic) | 27.2 | 47713 | Residential | Non-Incentive | 3 - Installed | 2022-08-29 | 2022-09-01 | 2023-04-14 | 113004 | 2000 | OUR WORLD ENERGY | Purchase
UNSEDG-07675 | 86401 | PV (Photovoltaic) | 18 | 25164 | Residential | Non-Incentive | 3 - Installed | 2022-08-23 | 2022-08-29 | 2023-02-02 | 62776 | 12555.2 | HAVASUSOLAR | Purchase
UNSEDG-07718 | 86409 | PV (Photovoltaic) | 9.6 | 18010 | Residential | Non-Incentive | 3 - Installed | 2022-08-30 | 2022-08-31 | 2023-05-22 | 52875.83 | 2500 | TITAN SOLAR POWER | Purchase
UNSEDG-07768 | 86404 | PV (Photovoltaic) | 18 | 30154 | Residential | Non-Incentive | 3 - Installed | 2022-09-06 | 2022-09-12 | 2023-05-01 | 55800 | 2000 | OUR WORLD ENERGY | Purchase
UNSEDG-07704 | 85646 | PV (Photovoltaic) | 9.13 | 17003 | Residential | Non-Incentive | 3 - Installed | 2022-08-29 | 2022-09-16 | 2023-08-03 | 26538 | 7961.4 | Solar Solution AZ | Purchase
UNSEDG-07679 | 86413 | PV (Photovoltaic) | 12 | 19295 | Residential | Non-Incentive | 3 - Installed | 2022-08-24 | 2022-09-28 | 2023-02-15 | 61429 | 15357.25 | Elevation Solar | Purchase
UNSEDG-07708 | 86403 | PV (Photovoltaic) | 6 | 10450 | Residential | Non-Incentive | 3 - Installed | 2022-08-29 | 2022-09-01 | 2023-01-13 | 25830 | 2000 | OUR WORLD ENERGY | Purchase
UNSEDG-07716 | 86403 | PV (Photovoltaic) | 16 | 28975 | Residential | Non-Incentive | 3 - Installed | 2022-08-29 | 2022-09-01 | 2023-06-02 | 95003.57 | 4000 | Southwest Electric, Inc. | Purchase
UNSEDG-07703 | 85648 | PV (Photovoltaic) | 9.2 | 15562 | Residential | Non-Incentive | 3 - Installed | 2022-08-29 | 2022-09-01 | 2023-01-23 | 36049 | 2000 | Our World Energy | Purchase
UNSEDG-07763 | 86403 | PV (Photovoltaic) | 22.4 | 36980 | Residential | Non-Incentive | 3 - Installed | 2022-09-05 | 2022-09-09 | 2023-04-28 | 89000 | 2000 | OUR WORLD ENERGY | Purchase
UNSEDG-07683 | 86406 | PV (Photovoltaic) | 23.4 | 41807 | Residential | Non-Incentive | 3 - Installed | 2022-08-25 | 2022-08-25 | 2023-01-05 | 67392 | 13478.4 | ESMAY ELECTRIC, INC. | Purchase
UNSEDG-07737 | 86403 | PV (Photovoltaic) | 18.4 | 29356 | Residential | Non-Incentive | 3 - Installed | 2022-09-01 | 2022-09-02 | 2023-04-19 | 79000 | 2000 | Our World Energy | Purchase
UNSEDG-07699 | 86404 | PV (Photovoltaic) | 17.2 | 27629 | Residential | Non-Incentive | 3 - Installed | 2022-08-26 | 2022-08-29 | 2023-03-10 | 73714 | 18428.5 | Elevation Solar | Purchase
UNSEDG-07700 | 86404 | PV (Photovoltaic) | 8 | 15072 | Residential | Non-Incentive | 3 - Installed | 2022-08-26 | 2022-08-29 | 2023-02-24 | 40286 | 10071.5 | Elevation Solar | Purchase
UNSEDG-07814 | 86409 | PV (Photovoltaic) | 9.2 | 14802 | Residential | Non-Incentive | 3 - Installed | 2022-09-12 | 2022-09-20 | 2023-03-14 | 36757 | 2000 | OUR WORLD ENERGY | Purchase
UNSEDG-07706 | 86403 | PV (Photovoltaic) | 17.6 | 28439 | Residential | Non-Incentive | 3 - Installed | 2022-08-29 | 2022-10-06 | 2023-01-19 | 75767 | 2000 | OUR WORLD ENERGY | Purchase
UNSEDG-07764 | 85648 | PV (Photovoltaic) | 7.2 | 12579 | Residential | Non-Incentive | 3 - Installed | 2022-09-05 | 2022-09-30 | 2023-06-19 | 31636 | 2000 | OUR WORLD ENERGY | Purchase
UNSEDG-07931 | 86406 | PV (Photovoltaic) | 11.47 | 18781 | Residential | Non-Incentive | 3 - Installed | 2022-09-21 | 2022-10-03 | 2023-03-01 | 61501 | 18450.3 | Sunup America | Purchase
UNSEDG-07750 | 86426 | PV (Photovoltaic) | 8.075 | 13955 | Residential | Non-Incentive | 3 - Installed | 2022-09-02 | 2022-10-04 | 2023-03-17 | 33769.69 | 2500 | Freedom Forever | Purchase
UNSEDG-07829 | 85648 | PV (Photovoltaic) | 5.865 | 9981 | Residential | Non-Incentive | 3 - Installed | 2022-09-13 | 2022-09-30 | 2023-01-03 | 28378.38 | 14189.19 | solar energy consulting | Purchase
UNSEDG-08197 | 86403 | PV (Photovoltaic) | 10 | 16704 | Residential | Non-Incentive | 3 - Installed | 2022-10-12 | 2022-11-01 | 2023-08-21 | 55255 | 2000 | Our World Energy | Purchase
UNSEDG-07795 | 86406 | PV (Photovoltaic) | 9.875 | 16846 | Residential | Non-Incentive | 3 - Installed | 2022-09-08 | 2022-09-28 | 2023-03-28 | 38696.86 | 2500 | Freedom Forever | Purchase
UNSEDG-07733 | 85621 | PV (Photovoltaic) | 13.3 | 23364 | Residential | Non-Incentive | 3 - Installed | 2022-09-01 | 2022-10-04 | 2023-01-06 | 62675 | 18802 | Arizona southwest solar & electric | Purchase
UNSEDG-07953 | 86406 | PV (Photovoltaic) | 12 | 22670 | Residential | Non-Incentive | 3 - Installed | 2022-09-22 | 2022-10-03 | 2023-01-04 | 33480 | 10000 | Mohave Solar | Purchase
UNSEDG-07775 | 85648 | PV (Photovoltaic) | 10.8 | 19766 | Residential | Non-Incentive | 3 - Installed | 2022-09-06 | 2022-09-16 | 2023-02-07 | 28836 | 8650.8 | Saguaro Solar Electric | Purchase
UNSEDG-07756 | 86403 | PV (Photovoltaic) | 16 | 27012 | Residential | Non-Incentive | 3 - Installed | 2022-09-02 | 2023-01-09 | 2023-04-28 | 80474.22 | 4000 | Southwest Electric, Inc. | Purchase
UNSEDG-07802 | 86401 | PV (Photovoltaic) | 7.6 | 14575 | Residential | Non-Incentive | 3 - Installed | 2022-09-09 | 2022-09-20 | 2023-01-11 | 31617 | 2000 | Our World Energy | Purchase
UNSEDG-07923 | 85640 | PV (Photovoltaic) | 7.935 | 13306 | Residential | Non-Incentive | 3 - Installed | 2022-09-21 | 2022-10-03 | 2023-01-06 | 38492.52 | 19246.26 | Solar Energy Consulting LLC | Purchase
UNSEDG-07767 | 86409 | PV (Photovoltaic) | 10.4 | 17794 | Residential | Non-Incentive | 3 - Installed | 2022-09-06 | 2022-09-12 | 2023-06-14 | 66049.82 | 2000 | Our World Energy | Purchase
UNSEDG-07770 | 86401 | PV (Photovoltaic) | 7.2 | 14050 | Residential | Non-Incentive | 3 - Installed | 2022-09-06 | 2022-09-16 | 2023-02-02 | 24355 | 2500 | TITAN SOLAR POWER | Purchase
UNSEDG-07843 | 85648 | PV (Photovoltaic) | 7.2 | 12686 | Residential | Non-Incentive | 3 - Installed | 2022-09-13 | 2022-10-06 | 2023-02-23 | 19000.8 | 5700.24 | Saguaro Solar Electric | Purchase
UNSEDG-07777 | 85648 | PV (Photovoltaic) | 6.8 | 12554 | Residential | Non-Incentive | 3 - Installed | 2022-09-06 | 2022-10-04 | 2023-02-23 | 18700 | 5610 | Saguaro Solar Electric | Purchase
UNSEDG-07869 | 86401 | PV (Photovoltaic) | 11.6 | 20164 | Residential | Non-Incentive | 3 - Installed | 2022-09-16 | 2022-09-20 | 2023-05-01 | 56440.56 | 2500 | TITAN SOLAR POWER | Purchase
UNSEDG-07783 | 86406 | PV (Photovoltaic) | 8.8 | 16820 | Residential | Non-Incentive | 3 - Installed | 2022-09-07 | 2022-09-20 | 2023-02-08 | 36786 | 9196.5 | Elevation Solar | Purchase
UNSEDG-07831 | 86401 | PV (Photovoltaic) | 10.35 | 19293 | Residential | Non-Incentive | 3 - Installed | 2022-09-13 | 2022-09-20 | 2023-01-18 | 41202 | 2000 | Our World Energy | Purchase
UNSEDG-07787 | 86404 | PV (Photovoltaic) | 13.2 | 22353 | Residential | Non-Incentive | 3 - Installed | 2022-09-07 | 2022-10-04 | 2023-06-30 | 62336 | 15584 | Elevation Solar | Purchase
UNSEDG-07788 | 86404 | PV (Photovoltaic) | 8 | 10943 | Residential | Non-Incentive | 3 - Installed | 2022-09-07 | 2022-09-16 | 2023-01-06 | 31143 | 6228.6 | HAVASU SOLAR | Purchase
UNSEDG-07823 | 86409 | PV (Photovoltaic) | 6.4 | 10729 | Residential | Non-Incentive | 3 - Installed | 2022-09-12 | 2022-10-04 | 2023-02-23 | 26500 | 2000 | Our World Energy | Purchase
UNSEDG-07949 | 86401 | PV (Photovoltaic) | 7.22 | 14009 | Residential | Non-Incentive | 3 - Installed | 2022-09-22 | 2022-10-03 | 2023-01-26 | 22800 | 1000 | ANGLE SOLAR | Purchase
UNSEDG-07933 | 86401 | PV (Photovoltaic) | 7.22 | 14009 | Residential | Non-Incentive | 3 - Installed | 2022-09-21 | 2022-10-03 | 2023-02-03 | 22800 | 1000 | ANGLE SOLAR | Purchase
UNSEDG-07937 | 86413 | PV (Photovoltaic) | 4.18 | 8150 | Residential | Non-Incentive | 3 - Installed | 2022-09-21 | 2022-10-03 | 2023-01-26 | 16400 | 1000 | ANGLE SOLAR | Purchase
UNSEDG-07833 | 86401 | PV (Photovoltaic) | 8.1 | 15310 | Residential | Non-Incentive | 3 - Installed | 2022-09-13 | 2022-09-20 | 2023-01-23 | 32000 | 2000 | OUR WORLD ENERGY | Purchase
UNSEDG-07903 | 86426 | PV (Photovoltaic) | 4 | 6693 | Residential | Non-Incentive | 3 - Installed | 2022-09-19 | 2022-09-28 | 2023-01-25 | 48900.54 | 2500 | TITAN SOLAR POWER | Purchase
UNSEDG-07811 | 86401 | PV (Photovoltaic) | 5.6 | 9572 | Residential | Non-Incentive | 3 - Installed | 2022-09-12 | 2022-09-20 | 2023-03-06 | 27329.68 | 2500 | TITAN SOLAR POWER | Purchase
UNSEDG-07850 | 86409 | PV (Photovoltaic) | 10 | 17639 | Residential | Non-Incentive | 3 - Installed | 2022-09-14 | 2022-09-20 | 2023-02-23 | 47955.73 | 2500 | Titan Solar Power | Purchase
UNSEDG-07851 | 86401 | PV (Photovoltaic) | 9.2 | 16881 | Residential | Non-Incentive | 3 - Installed | 2022-09-14 | 2022-09-20 | 2023-02-02 | 44072.24 | 2500 | TITAN SOLAR POWER | Purchase
UNSEDG-07870 | 86401 | PV (Photovoltaic) | 6 | 11047 | Residential | Non-Incentive | 3 - Installed | 2022-09-16 | 2022-09-20 | 2023-04-28 | 32061.44 | 2500 | Titan Solar Power | Purchase
UNSEDG-07813 | 86401 | PV (Photovoltaic) | 6 | 11049 | Residential | Non-Incentive | 3 - Installed | 2022-09-12 | 2022-09-20 | 2023-03-07 | 33740.4 | 2500 | Titan Solar Power | Purchase
UNSEDG-07836 | 86413 | PV (Photovoltaic) | 6 | 10938 | Residential | Non-Incentive | 3 - Installed | 2022-09-13 | 2022-09-20 | 2023-01-19 | 28912.78 | 2500 | TITAN SOLAR | Purchase
UNSEDG-07837 | 86409 | PV (Photovoltaic) | 8 | 13585 | Residential | Non-Incentive | 3 - Installed | 2022-09-13 | 2022-09-20 | 2023-04-26 | 41095.86 | 2500 | Titan Solar Power | Purchase
UNSEDG-07812 | 86401 | PV (Photovoltaic) | 4.8 | 8751 | Residential | Non-Incentive | 3 - Installed | 2022-09-12 | 2022-09-20 | 2023-04-28 | 24001.86 | 2500 | Titan Solar Power | Purchase
UNSEDG-07871 | 86401 | PV (Photovoltaic) | 6 | 11616 | Residential | Non-Incentive | 3 - Installed | 2022-09-16 | 2022-09-20 | 2023-02-09 | 31233.97 | 2500 | Titan Solar Power | Purchase
UNSEDG-07792 | 86409 | PV (Photovoltaic) | 11.2 | 18957 | Residential | Non-Incentive | 3 - Installed | 2022-09-08 | 2023-01-30 | 2023-10-05 | 49141.6 | 2500 | Titan Solar Power | Purchase
UNSEDG-07873 | 86409 | PV (Photovoltaic) | 5.2 | 8750 | Residential | Non-Incentive | 3 - Installed | 2022-09-16 | 2022-09-20 | 2023-05-15 | 25441.66 | 2500 | TITAN SOLAR POWER | Purchase
UNSEDG-07874 | 86409 | PV (Photovoltaic) | 4 | 6836 | Residential | Non-Incentive | 3 - Installed | 2022-09-16 | 2022-09-28 | 2023-03-03 | 21649.08 | 2500 | TITAN SOLAR POWER | Purchase
UNSEDG-07801 | 86409 | PV (Photovoltaic) | 6.8 | 12492 | Residential | Non-Incentive | 3 - Installed | 2022-09-09 | 2022-09-20 | 2023-03-07 | 70443.55 | 2500 | TITAN SOLAR POWER | Purchase
UNSEDG-07798 | 86409 | PV (Photovoltaic) | 4.8 | 9122 | Residential | Non-Incentive | 3 - Installed | 2022-09-08 | 2022-09-20 | 2023-05-04 | 18919 | 2500 | TITAN SOLAR POWER | Purchase
UNSEDG-07799 | 86406 | PV (Photovoltaic) | 12.8 | 21662 | Residential | Non-Incentive | 3 - Installed | 2022-09-08 | 2022-09-20 | 2023-01-05 | 83660 | 18060 | Streamline Solar Power Systems, LLC | Purchase
UNSEDG-07800 | 86406 | PV (Photovoltaic) | 14.4 | 26340 | Residential | Non-Incentive | 3 - Installed | 2022-09-08 | 2022-10-04 | 2023-02-23 | 38460 | 8000 | Solar Topps, LLC | Purchase
UNSEDG-07805 | 86406 | PV (Photovoltaic) | 13.5 | 23125 | Residential | Non-Incentive | 3 - Installed | 2022-09-09 | 2022-09-20 | 2023-01-30 | 61695 | 2000 | OUR WORLD ENERGY | Purchase
UNSEDG-07834 | 86401 | PV (Photovoltaic) | 7.6 | 14668 | Residential | Non-Incentive | 3 - Installed | 2022-09-13 | 2022-10-03 | 2023-08-01 | 61391.71 | 2500 | TITAN SOLAR POWER | Purchase
UNSEDG-07847 | 86401 | PV (Photovoltaic) | 19.2 | 23756 | Residential | Non-Incentive | 3 - Installed | 2022-09-14 | 2023-01-24 | 2023-04-17 | 82981.31 | 2500 | TITAN SOLAR POWER | Purchase
UNSEDG-07853 | 86401 | PV (Photovoltaic) | 18 | 33477 | Residential | Non-Incentive | 3 - Installed | 2022-09-14 | 2022-09-20 | 2023-01-23 | 61914 | 2500 | TITAN SOLAR POWER | Purchase
UNSEDG-07856 | 86401 | PV (Photovoltaic) | 5.6 | 9584 | Residential | Non-Incentive | 3 - Installed | 2022-09-14 | 2022-09-20 | 2023-02-23 | 29615.75 | 2500 | TITAN SOLAR POWER | Purchase
UNSEDG-07868 | 86401 | PV (Photovoltaic) | 6 | 11736 | Residential | Non-Incentive | 3 - Installed | 2022-09-16 | 2022-09-20 | 2023-01-26 | 32304.41 | 2500 | TITAN SOLAR POWER | Purchase
UNSEDG-07932 | 86401 | PV (Photovoltaic) | 15.2 | 28204 | Residential | Non-Incentive | 3 - Installed | 2022-09-21 | 2022-10-03 | 2023-07-26 | 56254.98 | 2500 | TITAN SOLAR POWER | Purchase
UNSEDG-07857 | 86401 | PV (Photovoltaic) | 12 | 23458 | Residential | Non-Incentive | 3 - Installed | 2022-09-14 | 2022-09-20 | 2023-04-28 | 60275.51 | 2500 | TITAN SOLAR POWER | Purchase
UNSEDG-07848 | 86409 | PV (Photovoltaic) | 5.6 | 10971 | Residential | Non-Incentive | 3 - Installed | 2022-09-14 | 2022-11-08 | 2023-03-27 | 31240.76 | 2500 | TITAN SOLAR POWER | Purchase
UNSEDG-08387 | 85621 | PV (Photovoltaic) | 13.6 | 23249 | Residential | Non-Incentive | 3 - Installed | 2022-11-23 | 2022-12-16 | 2023-03-31 | 63260 | 2000 | Our World Energy | Purchase
UNSEDG-07913 | 85621 | PV (Photovoltaic) | 2.76 | 5220 | Residential | Non-Incentive | 3 - Installed | 2022-09-20 | 2022-10-03 | 2023-03-02 | 19482.26 | 2500 | Freedom Forever | Purchase
UNSEDG-07893 | 86403 | PV (Photovoltaic) | 9.2 | 15805 | Residential | Non-Incentive | 3 - Installed | 2022-09-19 | 2022-09-28 | 2023-03-07 | 36000 | 2000 | OUR WORLD ENERGY | Purchase
UNSEDG-07964 | 86406 | PV (Photovoltaic) | 9.6 | 15920 | Residential | Non-Incentive | 3 - Installed | 2022-09-26 | 2022-10-03 | 2023-02-03 | 52020.99 | 2000 | Our World Energy | Purchase
UNSEDG-07844 | 86401 | PV (Photovoltaic) | 6.8 | 12087 | Residential | Non-Incentive | 3 - Installed | 2022-09-14 | 2022-09-20 | 2023-02-09 | 36871.83 | 2500 | TITAN SOLAR POWER | Purchase
UNSEDG-07849 | 86401 | PV (Photovoltaic) | 10.4 | 20049 | Residential | Non-Incentive | 3 - Installed | 2022-09-14 | 2022-09-20 | 2023-02-09 | 49288.87 | 2500 | TITAN SOLAR POWER | Purchase
UNSEDG-07890 | 86404 | PV (Photovoltaic) | 14.4 | 25590 | Residential | Non-Incentive | 3 - Installed | 2022-09-19 | 2022-09-28 | 2023-01-17 | 60631.58 | 2000 | OUR WORLD ENERGY | Purchase
UNSEDG-07909 | 86401 | PV (Photovoltaic) | 6.8 | 12680 | Residential | Non-Incentive | 3 - Installed | 2022-09-20 | 2022-09-28 | 2023-01-19 | 29827.88 | 2500 | TITAN SOLAR POWER | Purchase
UNSEDG-07855 | 86401 | PV (Photovoltaic) | 9.75 | 17659 | Residential | Non-Incentive | 3 - Installed | 2022-09-14 | 2022-09-20 | 2023-01-30 | 62248.57 | 2000 | ICON POWER | Purchase
UNSEDG-07910 | 86401 | PV (Photovoltaic) | 5.6 | 10733 | Residential | Non-Incentive | 3 - Installed | 2022-09-20 | 2022-09-28 | 2023-03-06 | 29474.16 | 2500 | TITAN SOLAR POWER | Purchase
UNSEDG-08025 | 86409 | PV (Photovoltaic) | 4.18 | 8150 | Residential | Non-Incentive | 3 - Installed | 2022-09-29 | 2022-10-28 | 2023-02-06 | 16400 | 1000 | ANGLE SOLAR | Purchase
UNSEDG-08072 | 86413 | PV (Photovoltaic) | 4.94 | 9634 | Residential | Non-Incentive | 3 - Installed | 2022-09-30 | 2022-10-28 | 2023-02-06 | 17800 | 1000 | ANGLE SOLAR | Purchase
UNSEDG-07894 | 86406 | PV (Photovoltaic) | 9.2 | 15409 | Residential | Non-Incentive | 3 - Installed | 2022-09-19 | 2022-10-03 | 2023-01-30 | 38736.84 | 2000 | OUR WORLD ENERGY | Purchase
UNSEDG-07861 | 86403 | PV (Photovoltaic) | 8.16 | 13452 | Residential | Non-Incentive | 3 - Installed | 2022-09-14 | 2022-10-04 | 2023-01-06 | 10460 | 1700 | SELF INSTALL | Purchase
UNSEDG-07975 | 86404 | PV (Photovoltaic) | 10 | 17326 | Residential | Non-Incentive | 3 - Installed | 2022-09-27 | 2022-10-03 | 2023-02-13 | 50850.61 | 2500 | TITAN SOLAR POWER | Purchase
UNSEDG-07891 | 86409 | PV (Photovoltaic) | 10.8 | 18163 | Residential | Non-Incentive | 3 - Installed | 2022-09-19 | 2022-09-28 | 2023-03-09 | 49480 | 2500 | TITAN SOLAR POWER | Purchase
UNSEDG-07867 | 86401 | PV (Photovoltaic) | 6.8 | 8861 | Residential | Non-Incentive | 3 - Installed | 2022-09-16 | 2022-09-28 | 2023-01-19 | 33100 | 2500 | TITAN SOLAR POWER | Purchase
UNSEDG-07911 | 86403 | PV (Photovoltaic) | 9 | 14699 | Residential | Non-Incentive | 3 - Installed | 2022-09-20 | 2022-09-28 | 2023-02-22 | 41684 | 2000 | Our World Energy | Purchase
UNSEDG-08030 | 85640 | PV (Photovoltaic) | 88.56 | 169306 | Non-Residential | Non-Incentive | 3 - Installed | 2022-09-29 |  | 2023-12-29 | 233730 | 58433 | Solar Gain Inc. | Purchase
UNSEDG-08031 | 85640 | PV (Photovoltaic) | 72.16 | 138062 | Non-Residential | Non-Incentive | 3 - Installed | 2022-09-29 |  | 2023-12-29 | 190800 | 47700 | Solar Gain Inc. | Purchase
UNSEDG-07924 | 86406 | PV (Photovoltaic) | 12.4 | 19510 | Residential | Non-Incentive | 3 - Installed | 2022-09-21 | 2022-09-28 | 2023-02-13 | 42442.11 | 2000 | OUR WORLD ENERGY | Purchase
UNSEDG-08033 | 85648 | PV (Photovoltaic) | 11.48 | 18614 | Non-Residential | Non-Incentive | 3 - Installed | 2022-09-29 | 2022-11-29 | 2024-01-03 | 31005 | 7751 | Solar Gain Inc. | Purchase
UNSEDG-08035 | 85648 | PV (Photovoltaic) | 11.48 | 20826 | Non-Residential | Non-Incentive | 3 - Installed | 2022-09-29 | 2022-11-29 | 2024-09-03 | 31005 | 7751 | Solar Gain Inc. | Purchase
UNSEDG-08036 | 85648 | PV (Photovoltaic) | 63.14 | 114230 | Non-Residential | Non-Incentive | 3 - Installed | 2022-09-29 |  | 2024-05-01 | 166950 | 41738 | Solar Gain Inc. | Purchase
UNSEDG-07951 | 86413 | PV (Photovoltaic) | 4.18 | 6893 | Residential | Non-Incentive | 3 - Installed | 2022-09-22 | 2022-10-28 | 2023-06-02 | 16400 | 1000 | ANGLE SOLAR | Purchase
UNSEDG-08073 | 86401 | PV (Photovoltaic) | 4.94 | 9634 | Residential | Non-Incentive | 3 - Installed | 2022-09-30 | 2022-10-28 | 2023-01-09 | 17800 | 1000 | ANGLE SOLAR | Purchase
UNSEDG-08040 | 85640 | PV (Photovoltaic) | 91.02 | 160993 | Non-Residential | Non-Incentive | 3 - Installed | 2022-09-29 |  | 2024-09-03 | 240885 | 60221 | Solar Gain Inc. | Purchase
UNSEDG-08042 | 85648 | PV (Photovoltaic) | 37.72 | 70350 | Non-Residential | Non-Incentive | 3 - Installed | 2022-09-29 |  | 2024-09-03 | 100170 | 25043 | Solar Gain Inc. | Purchase
UNSEDG-07958 | 86406 | PV (Photovoltaic) | 26 | 42544 | Residential | Non-Incentive | 3 - Installed | 2022-09-23 | 2022-10-03 | 2023-06-16 | 120000 | 2000 | Our World Energy | Purchase
UNSEDG-07878 | 86403 | PV (Photovoltaic) | 0.981 | 1643 | Residential | Non-Incentive | 3 - Installed | 2022-09-16 | 2022-09-28 | 2023-02-10 | 2746.8 | 549.36 | ESMAY ELECTRIC, INC. | Purchase
UNSEDG-07879 | 86403 | PV (Photovoltaic) | 0.981 | 1641 | Residential | Non-Incentive | 3 - Installed | 2022-09-16 | 2022-09-28 | 2023-02-10 | 2746.8 | 549.36 | ESMAY ELECTRIC, INC. | Purchase
UNSEDG-07880 | 86403 | PV (Photovoltaic) | 0.981 | 1568 | Residential | Non-Incentive | 3 - Installed | 2022-09-16 | 2022-09-28 | 2023-02-08 | 2746.8 | 549.36 | ESMAY ELECTRIC, INC. | Purchase
UNSEDG-08140 | 86406 | PV (Photovoltaic) | 12.4 | 22989 | Residential | Non-Incentive | 3 - Installed | 2022-10-04 | 2022-11-07 | 2023-01-03 | 51951 | 10390.2 | HAVASU SOLAR | Purchase
UNSEDG-07925 | 86406 | PV (Photovoltaic) | 9.6 | 16560 | Residential | Non-Incentive | 3 - Installed | 2022-09-21 | 2022-09-28 | 2023-02-22 | 44463.16 | 2000 | Our World Energy | Purchase
UNSEDG-07915 | 86404 | PV (Photovoltaic) | 16 | 28312 | Residential | Non-Incentive | 3 - Installed | 2022-09-20 | 2022-10-03 | 2023-06-02 | 74385 | 2000 | OUR WORLD ENERGY | Purchase
UNSEDG-07881 | 86403 | PV (Photovoltaic) | 0.981 | 1568 | Residential | Non-Incentive | 3 - Installed | 2022-09-17 | 2022-09-28 | 2023-02-08 | 2746.8 | 549.36 | ESMAY ELECTRIC, INC. | Purchase
UNSEDG-07882 | 86403 | PV (Photovoltaic) | 0.981 | 1568 | Residential | Non-Incentive | 3 - Installed | 2022-09-17 | 2022-09-28 | 2023-02-10 | 2746.8 | 549.36 | ESMAY ELECTRIC, INC. | Purchase
UNSEDG-07883 | 86403 | PV (Photovoltaic) | 0.981 | 1568 | Residential | Non-Incentive | 3 - Installed | 2022-09-17 | 2022-09-28 | 2023-02-10 | 2746.8 | 549.36 | ESMAY ELECTRIC, INC. | Purchase
UNSEDG-07884 | 86403 | PV (Photovoltaic) | 0.981 | 1486 | Residential | Non-Incentive | 3 - Installed | 2022-09-17 | 2022-09-28 | 2023-02-10 | 2746.8 | 549.36 | ESMAY ELECTRIC, INC. | Purchase
UNSEDG-07885 | 86403 | PV (Photovoltaic) | 0.981 | 1607 | Residential | Non-Incentive | 3 - Installed | 2022-09-17 | 2022-09-28 | 2023-02-10 | 2746.8 | 549.36 | ESMAY ELECTRIC, INC. | Purchase
UNSEDG-07886 | 86403 | PV (Photovoltaic) | 0.981 | 1568 | Residential | Non-Incentive | 3 - Installed | 2022-09-17 | 2022-09-28 | 2023-02-10 | 2746.8 | 549.36 | ESMAY ELECTRIC, INC. | Purchase
UNSEDG-07887 | 86403 | PV (Photovoltaic) | 0.981 | 1484 | Residential | Non-Incentive | 3 - Installed | 2022-09-17 | 2022-09-28 | 2023-02-02 | 2746.8 | 549.36 | ESMAY ELECTRIC, INC. | Purchase
UNSEDG-07888 | 86403 | PV (Photovoltaic) | 0.981 | 1568 | Residential | Non-Incentive | 3 - Installed | 2022-09-17 | 2022-09-28 | 2023-02-02 | 2746.8 | 549.36 | ESMAY ELECTRIC, INC. | Purchase
UNSEDG-07889 | 86403 | PV (Photovoltaic) | 0.981 | 1568 | Residential | Non-Incentive | 3 - Installed | 2022-09-17 | 2022-09-28 | 2023-02-02 | 2746.8 | 549.36 | ESMAY ELECTRIC, INC. | Purchase
UNSEDG-07961 | 86406 | PV (Photovoltaic) | 15.2 | 25687 | Residential | Non-Incentive | 3 - Installed | 2022-09-23 | 2022-10-03 | 2023-07-28 | 65014.04 | 2000 | Our World Energy | Purchase
UNSEDG-07899 | 86403 | PV (Photovoltaic) | 15.2 | 25392 | Residential | Non-Incentive | 3 - Installed | 2022-09-19 | 2022-09-28 | 2023-01-17 | 50719 | 10143.8 | HAVASU SOLAR | Purchase
UNSEDG-07898 | 86409 | PV (Photovoltaic) | 7.6 | 14947 | Residential | Non-Incentive | 3 - Installed | 2022-09-19 | 2022-09-28 | 2023-04-07 | 38515.72 | 2500 | TITAN SOLAR POWER | Purchase
UNSEDG-07900 | 86401 | PV (Photovoltaic) | 3.2 | 6049 | Residential | Non-Incentive | 3 - Installed | 2022-09-19 | 2022-09-28 | 2023-02-02 | 19548.25 | 2500 | TITAN SOLAR POWER | Purchase
UNSEDG-07901 | 86401 | PV (Photovoltaic) | 8.8 | 16571 | Residential | Non-Incentive | 3 - Installed | 2022-09-19 | 2023-01-24 | 2023-05-05 | 40369.26 | 2500 | TITAN SOLAR POWER | Purchase
UNSEDG-07907 | 85648 | PV (Photovoltaic) | 12.71 | 21110 | Residential | Non-Incentive | 3 - Installed | 2022-09-19 | 2022-10-11 | 2023-03-16 | 45198 | 4519.8 | Erus Energy | Lease
UNSEDG-07966 | 86401 | PV (Photovoltaic) | 5.6 | 9584 | Residential | Non-Incentive | 3 - Installed | 2022-09-26 | 2022-10-03 | 2023-03-27 | 28342.18 | 2500 | TITAN SOLAR POWER | Purchase
UNSEDG-07973 | 86401 | PV (Photovoltaic) | 7.2 | 13852 | Residential | Non-Incentive | 3 - Installed | 2022-09-27 | 2022-10-03 | 2023-04-11 | 35067.74 | 2500 | TITAN SOLAR POWER | Purchase
UNSEDG-07959 | 86401 | PV (Photovoltaic) | 10 | 18524 | Residential | Non-Incentive | 3 - Installed | 2022-09-23 | 2022-10-05 | 2023-04-07 | 45158 | 2000 | Our World Energy | Purchase
UNSEDG-07912 | 85648 | PV (Photovoltaic) | 5.55 | 10012 | Residential | Non-Incentive | 3 - Installed | 2022-09-20 | 2022-12-21 | 2023-02-08 | 14985 | 4495.5 | SAGUARO SOLAR ELECTRIC | Purchase
UNSEDG-07939 | 86403 | PV (Photovoltaic) | 12.54 | 20237 | Residential | Non-Incentive | 3 - Installed | 2022-09-21 | 2022-10-03 | 2023-05-17 | 41960 | 8392 | HAVASU SOLAR | Purchase
UNSEDG-07916 | 85646 | PV (Photovoltaic) | 5.55 | 9915 | Residential | Non-Incentive | 3 - Installed | 2022-09-20 | 2022-10-06 | 2023-02-02 | 28238.6 | 10000 | AZ Sun Services | Purchase
UNSEDG-07960 | 86406 | PV (Photovoltaic) | 17.2 | 26374 | Residential | Non-Incentive | 3 - Installed | 2022-09-23 | 2022-10-03 | 2023-03-15 | 74835.09 | 2000 | OUR WORLD ENERGY | Purchase
UNSEDG-07920 | 86406 | PV (Photovoltaic) | 13.6 | 25693 | Residential | Non-Incentive | 3 - Installed | 2022-09-20 | 2022-10-04 | 2023-01-04 | 38944 | 10000 | Mohave Solar | Purchase
UNSEDG-07921 | 86406 | PV (Photovoltaic) | 17.6 | 32551 | Residential | Non-Incentive | 3 - Installed | 2022-09-20 | 2022-10-03 | 2023-01-03 | 48000 | 10000 | Mohave Solar | Purchase
UNSEDG-07926 | 85646 | PV (Photovoltaic) | 6 | 10525 | Residential | Non-Incentive | 3 - Installed | 2022-09-21 | 2022-10-11 | 2023-04-05 | 18900 | 5670 | Saguaro Solar | Purchase
UNSEDG-07986 | 86406 | PV (Photovoltaic) | 14 | 23716 | Residential | Non-Incentive | 3 - Installed | 2022-09-27 | 2022-10-03 | 2023-05-23 | 56000 | 2000 | Our World Energy | Purchase
UNSEDG-07922 | 86406 | PV (Photovoltaic) | 10.35 | 16219 | Residential | Non-Incentive | 3 - Installed | 2022-09-20 | 2022-09-28 | 2023-03-07 | 55817.54 | 2000 | Our World Energy | Purchase
UNSEDG-07927 | 86406 | PV (Photovoltaic) | 13.2 | 22118 | Residential | Non-Incentive | 3 - Installed | 2022-09-21 | 2022-10-03 | 2023-01-04 | 55578.95 | 2000 | Our World Energy | Purchase
UNSEDG-07928 | 86406 | PV (Photovoltaic) | 16.2 | 28656 | Residential | Non-Incentive | 3 - Installed | 2022-09-21 | 2022-10-03 | 2023-02-22 | 67680 | 31280 | Streamline Solar Power Systems LLC | Purchase
UNSEDG-07929 | 86403 | PV (Photovoltaic) | 13.77 | 25234 | Residential | Non-Incentive | 3 - Installed | 2022-09-21 | 2022-10-03 | 2023-01-18 | 45570 | 18370 | Streamline Solar Power Systems LLC | Purchase
UNSEDG-07991 | 86409 | PV (Photovoltaic) | 8.1 | 13501 | Residential | Non-Incentive | 3 - Installed | 2022-09-27 | 2022-10-05 | 2023-05-01 | 40007 | 2000 | Our World Energy | Purchase
UNSEDG-07938 | 85648 | PV (Photovoltaic) | 11.7 | 20440 | Residential | Non-Incentive | 3 - Installed | 2022-09-21 | 2022-10-28 | 2023-03-08 | 49786.22 | 2000 | ICON POWER | Purchase
UNSEDG-07941 | 86401 | PV (Photovoltaic) | 10.4 | 19618 | Residential | Non-Incentive | 3 - Installed | 2022-09-21 | 2022-10-03 | 2023-03-09 | 37413 | 7482.6 | HAVASU SOLAR | Purchase
UNSEDG-08055 | 86401 | PV (Photovoltaic) | 5.2 | 9069 | Residential | Non-Incentive | 3 - Installed | 2022-09-30 | 2022-10-03 | 2023-04-13 | 22579 | 2000 | OUR WORLD ENERGY | Purchase
UNSEDG-07970 | 86406 | PV (Photovoltaic) | 13.6 | 21243 | Residential | Non-Incentive | 3 - Installed | 2022-09-27 | 2022-10-03 | 2023-03-17 | 59840 | 2000 | Our World Energy | Purchase
UNSEDG-08058 | 86401 | PV (Photovoltaic) | 8.55 | 14498 | Residential | Non-Incentive | 3 - Installed | 2022-09-30 | 2022-10-04 | 2023-04-03 | 44524 | 2000 | OUR WORLD ENERGY | Purchase
UNSEDG-07992 | 86406 | PV (Photovoltaic) | 12 | 19973 | Residential | Non-Incentive | 3 - Installed | 2022-09-28 | 2022-10-03 | 2023-01-24 | 55578.95 | 2000 | OUR WORLD ENERGY | Purchase
UNSEDG-07947 | 86406 | PV (Photovoltaic) | 14.4 | 24149 | Residential | Non-Incentive | 3 - Installed | 2022-09-22 | 2022-10-03 | 2023-02-10 | 33240 | 4440 | Streamline Solar Power Systems LLC | Purchase
UNSEDG-07948 | 86413 | PV (Photovoltaic) | 12.21 | 19999 | Residential | Non-Incentive | 3 - Installed | 2022-09-22 | 2022-10-06 | 2023-01-11 | 67336.57 | 20200.97 | Sunup America | Purchase
UNSEDG-07981 | 86404 | PV (Photovoltaic) | 16 | 29591 | Residential | Non-Incentive | 3 - Installed | 2022-09-27 | 2022-10-03 | 2023-01-27 | 50000 | 10000 | Mohave Solar | Purchase
UNSEDG-07979 | 86409 | PV (Photovoltaic) | 6 | 11590 | Residential | Non-Incentive | 3 - Installed | 2022-09-27 | 2022-10-03 | 2023-03-06 | 16740 | 10000 | Mohave Solar | Purchase
UNSEDG-07952 | 86404 | PV (Photovoltaic) | 5.6 | 10357 | Residential | Non-Incentive | 3 - Installed | 2022-09-22 | 2022-10-03 | 2023-01-26 | 19100 | 9100 | Mohave Solar | Purchase
UNSEDG-08084 | 86409 | PV (Photovoltaic) | 10 | 18539 | Residential | Non-Incentive | 3 - Installed | 2022-09-30 | 2022-10-06 | 2023-04-07 | 43221 | 2000 | OUR WORLD ENERGY | Purchase
UNSEDG-07988 | 86404 | PV (Photovoltaic) | 10 | 18495 | Residential | Non-Incentive | 3 - Installed | 2022-09-27 | 2022-10-03 | 2023-02-02 | 55400 | 10000 | Mohave Solar | Purchase
UNSEDG-07978 | 86403 | PV (Photovoltaic) | 10.8 | 20403 | Residential | Non-Incentive | 3 - Installed | 2022-09-27 | 2022-10-03 | 2023-01-18 | 30132 | 10000 | Mohave Solar | Purchase
UNSEDG-08062 | 86406 | PV (Photovoltaic) | 17.6 | 32606 | Residential | Non-Incentive | 3 - Installed | 2022-09-30 | 2022-10-28 | 2023-04-28 | 48604 | 10000 | Mohave Solar | Purchase
UNSEDG-07982 | 86406 | PV (Photovoltaic) | 12 | 22194 | Residential | Non-Incentive | 3 - Installed | 2022-09-27 | 2022-10-06 | 2023-01-17 | 45243 | 10000 | Mohave Solar | Purchase
UNSEDG-08063 | 86404 | PV (Photovoltaic) | 11.2 | 21159 | Residential | Non-Incentive | 3 - Installed | 2022-09-30 | 2022-10-04 | 2023-02-09 | 34500 | 10000 | Mohave Solar | Purchase
UNSEDG-07956 | 86401 | PV (Photovoltaic) | 8.8 | 16298 | Residential | Non-Incentive | 3 - Installed | 2022-09-23 | 2022-10-03 | 2023-01-03 | 56000 | 2000 | ICON POWER | Purchase
UNSEDG-08043 | 86401 | PV (Photovoltaic) | 6 | 11583 | Residential | Non-Incentive | 3 - Installed | 2022-09-29 | 2022-10-18 | 2023-01-11 | 27526 | 2000 | OUR WORLD ENERGY | Purchase
UNSEDG-08060 | 86409 | PV (Photovoltaic) | 8.4 | 14001 | Residential | Non-Incentive | 3 - Installed | 2022-09-30 | 2022-10-06 | 2023-03-03 | 39762 | 2000 | Our World Energy | Purchase
UNSEDG-08078 | 86401 | PV (Photovoltaic) | 5.6 | 9436 | Residential | Non-Incentive | 3 - Installed | 2022-09-30 | 2022-10-06 | 2023-02-24 | 26877 | 2000 | OUR WORLD ENERGY | Purchase
UNSEDG-07963 | 86406 | PV (Photovoltaic) | 17.82 | 32116 | Residential | Non-Incentive | 3 - Installed | 2022-09-26 | 2022-10-04 | 2023-02-01 | 45995 | 10355 | Streamline Solar Power Systems LLC | Purchase
UNSEDG-07965 | 86406 | PV (Photovoltaic) | 12.15 | 21711 | Residential | Non-Incentive | 3 - Installed | 2022-09-26 | 2022-10-03 | 2023-03-10 | 41310 | 17010 | Streamline Solar Power Systems LLC | Purchase
UNSEDG-07972 | 86401 | PV (Photovoltaic) | 9.6 | 17904 | Residential | Non-Incentive | 3 - Installed | 2022-09-27 | 2022-10-03 | 2023-02-24 | 45333.94 | 2500 | TITAN SOLAR POWER | Purchase
UNSEDG-08013 | 86409 | PV (Photovoltaic) | 8 | 12934 | Residential | Non-Incentive | 3 - Installed | 2022-09-29 | 2022-10-03 | 2023-01-06 | 52453.2 | 2500 | TITAN SOLAR POWER | Purchase
UNSEDG-08138 | 86406 | PV (Photovoltaic) | 9.6 | 17181 | Residential | Non-Incentive | 3 - Installed | 2022-10-04 | 2022-10-18 | 2023-02-06 | 42240 | 2000 | OUR WORLD ENERGY | Purchase
UNSEDG-07968 | 86404 | PV (Photovoltaic) | 10 | 19250 | Residential | Non-Incentive | 3 - Installed | 2022-09-26 | 2022-10-10 | 2023-05-02 | 27344 | 7344 | Streamline Solar Power Systems LLC | Purchase
UNSEDG-08061 | 86409 | PV (Photovoltaic) | 14.4 | 24080 | Residential | Non-Incentive | 3 - Installed | 2022-09-30 | 2022-10-06 | 2023-04-14 | 61487 | 2000 | OUR WORLD ENERGY | Purchase
UNSEDG-08053 | 86404 | PV (Photovoltaic) | 10 | 17265 | Residential | Non-Incentive | 3 - Installed | 2022-09-30 | 2022-10-04 | 2023-03-28 | 40000 | 2000 | OUR WORLD ENERGY | Purchase
UNSEDG-08184 | 86401 | PV (Photovoltaic) | 12 | 22327 | Residential | Non-Incentive | 3 - Installed | 2022-10-11 | 2022-10-28 | 2023-02-03 | 54211 | 2000 | OUR WORLD ENERGY | Purchase
UNSEDG-07974 | 86403 | PV (Photovoltaic) | 10 | 19015 | Residential | Non-Incentive | 3 - Installed | 2022-09-27 | 2022-10-03 | 2023-01-26 | 38330 | 18330 | Streamline Solar Power Systems LLC | Purchase
UNSEDG-07976 | 86404 | PV (Photovoltaic) | 12.15 | 20768 | Residential | Non-Incentive | 3 - Installed | 2022-09-27 | 2022-10-03 | 2023-01-10 | 43180 | 19180 | Streamline Solar Power Systems LLC | Purchase
UNSEDG-07983 | 86404 | PV (Photovoltaic) | 10 | 11454 | Residential | Non-Incentive | 3 - Installed | 2022-09-27 | 2022-10-03 | 2023-03-17 | 47108.52 | 2500 | TITAN SOLAR POWER | Purchase
UNSEDG-07985 | 86406 | PV (Photovoltaic) | 7.2 | 12922 | Residential | Non-Incentive | 3 - Installed | 2022-09-27 | 2022-10-03 | 2023-03-17 | 16920 | 2000 | OUR WORLD ENERGY | Purchase
UNSEDG-07987 | 86401 | PV (Photovoltaic) | 14.45 | 25297 | Residential | Non-Incentive | 3 - Installed | 2022-09-27 |  | 2023-01-19 | 70323 | 14064.6 | ESMAY ELECTRIC, INC. | Purchase
UNSEDG-07990 | 86406 | PV (Photovoltaic) | 11.05 | 18524 | Residential | Non-Incentive | 3 - Installed | 2022-09-27 | 2022-12-08 | 2023-01-16 | 48382 | 9676.4 | ESMAY ELECTRIC, INC. | Purchase
UNSEDG-07993 | 86401 | PV (Photovoltaic) | 12 | 21712 | Residential | Non-Incentive | 3 - Installed | 2022-09-28 | 2022-10-03 | 2023-01-27 | 60124.98 | 2500 | TITAN SOLAR POWER | Purchase
UNSEDG-07995 | 86404 | PV (Photovoltaic) | 9.6 | 16065 | Residential | Non-Incentive | 3 - Installed | 2022-09-28 | 2022-11-18 | 2023-04-28 | 41381.08 | 5000 | Powur PBC | Purchase
UNSEDG-08099 | 86406 | PV (Photovoltaic) | 12 | 22194 | Residential | Non-Incentive | 3 - Installed | 2022-09-30 | 2022-11-07 | 2023-02-02 | 33480 | 10000 | Mohave Solar | Purchase
UNSEDG-08001 | 86409 | PV (Photovoltaic) | 10.26 | 19526 | Residential | Non-Incentive | 3 - Installed | 2022-09-28 | 2022-10-03 | 2023-01-05 | 52289 | 10457.8 | HAVASU SOLAR | Purchase
UNSEDG-08064 | 86404 | PV (Photovoltaic) | 25.6 | 48143 | Residential | Non-Incentive | 3 - Installed | 2022-09-30 | 2022-10-04 | 2023-01-04 | 70424 | 10000 | Mohave Solar | Purchase
UNSEDG-08015 | 86406 | PV (Photovoltaic) | 12.8 | 23165 | Residential | Non-Incentive | 3 - Installed | 2022-09-29 | 2022-10-03 | 2023-02-08 | 36350 | 10000 | Mohave Solar | Purchase
UNSEDG-08144 | 86438 | PV (Photovoltaic) | 8.1 | 14580 | Residential | Non-Incentive | 3 - Installed | 2022-10-04 | 2022-11-08 | 2023-05-09 | 48593 | 2000 | Our World Energy | Purchase
UNSEDG-08004 | 85648 | PV (Photovoltaic) | 8.88 | 15865 | Residential | Non-Incentive | 3 - Installed | 2022-09-28 | 2022-11-09 | 2023-01-23 | 26358 | 7907.4 | Sunup America | Purchase
UNSEDG-08116 | 86406 | PV (Photovoltaic) | 20.8 | 39296 | Residential | Non-Incentive | 3 - Installed | 2022-09-30 | 2022-10-19 | 2023-02-06 | 52000 | 10000 | MOHAVE SOLAR | Purchase
UNSEDG-08143 | 85648 | PV (Photovoltaic) | 12 | 20589 | Residential | Non-Incentive | 3 - Installed | 2022-10-04 | 2022-10-18 | 2024-04-12 | 49936.84 | 2000 | OUR WORLD ENERGY | Purchase
UNSEDG-08139 | 86403 | PV (Photovoltaic) | 10 | 17105 | Residential | Non-Incentive | 3 - Installed | 2022-10-04 | 2022-10-18 | 2023-01-03 | 32000 | 2000 | Our World Energy | Purchase
UNSEDG-08159 | 86413 | PV (Photovoltaic) | 11.6 | 19816 | Residential | Non-Incentive | 3 - Installed | 2022-10-06 | 2022-10-18 | 2023-02-28 | 53477 | 2000 | Our World Energy | Purchase
UNSEDG-08012 | 86404 | PV (Photovoltaic) | 17.415 | 32725 | Residential | Non-Incentive | 3 - Installed | 2022-09-29 | 2022-10-03 | 2023-02-13 | 56700 | 21870 | Streamline Solar Power Systems LLC | Purchase
UNSEDG-08014 | 86401 | PV (Photovoltaic) | 4 | 6963 | Residential | Non-Incentive | 3 - Installed | 2022-09-29 | 2022-10-13 | 2023-04-03 | 36527.98 | 2500 | TITAN SOLAR POWER | Purchase
UNSEDG-08020 | 85648 | PV (Photovoltaic) | 10 | 17094 | Residential | Non-Incentive | 3 - Installed | 2022-09-29 | 2022-10-03 | 2023-02-23 | 43157.05 | 2500 | TITAN SOLAR POWER | Purchase
UNSEDG-08032 | 86403 | PV (Photovoltaic) | 12 | 22194 | Residential | Non-Incentive | 3 - Installed | 2022-09-29 | 2022-10-13 | 2023-01-17 | 37180 | 10000 | Mohave Solar | Purchase
UNSEDG-08019 | 86404 | PV (Photovoltaic) | 8.64 | 15198 | Residential | Non-Incentive | 3 - Installed | 2022-09-29 | 2022-10-03 | 2023-01-05 | 24883.2 | 4976.64 | ESMAY ELECTRIC, INC. | Purchase
UNSEDG-08137 | 86403 | PV (Photovoltaic) | 6.4 | 11193 | Residential | Non-Incentive | 3 - Installed | 2022-10-04 | 2022-10-18 | 2023-05-05 | 35039 | 2000 | OUR WORLD ENERGY | Purchase
UNSEDG-08039 | 86409 | PV (Photovoltaic) | 6.48 | 12529 | Residential | Non-Incentive | 3 - Installed | 2022-09-29 | 2022-10-18 | 2023-01-03 | 19631 | 4290 | Wise Electric, Inc | Purchase
UNSEDG-08105 | 86404 | PV (Photovoltaic) | 10.8 | 19624 | Residential | Non-Incentive | 3 - Installed | 2022-09-30 |  | 2023-09-01 | 54521.6 | 2500 | TITAN SOLAR POWER | Purchase
UNSEDG-08069 | 86441 | PV (Photovoltaic) | 13.2 | 22434 | Residential | Non-Incentive | 3 - Installed | 2022-09-30 | 2022-10-18 | 2023-05-04 | 52500 | 2500 | TITAN SOLAR POWER | Purchase
UNSEDG-08111 | 86403 | PV (Photovoltaic) | 14.8 | 26221 | Residential | Non-Incentive | 3 - Installed | 2022-09-30 | 2022-10-11 | 2023-05-05 | 43940 | 2500 | TITAN SOLAR POWER | Purchase
UNSEDG-08112 | 86409 | PV (Photovoltaic) | 8.8 | 15459 | Residential | Non-Incentive | 3 - Installed | 2022-09-30 | 2022-11-07 | 2023-03-02 | 49140 | 2500 | TITAN SOLAR POWER | Purchase
UNSEDG-08068 | 86404 | PV (Photovoltaic) | 9.2 | 15306 | Residential | Non-Incentive | 3 - Installed | 2022-09-30 | 2022-10-06 | 2023-03-13 | 46562.18 | 2500 | TITAN SOLAR POWER | Purchase
UNSEDG-08048 | 86404 | PV (Photovoltaic) | 8 | 13566 | Residential | Non-Incentive | 3 - Installed | 2022-09-29 | 2022-11-09 | 2023-02-10 | 33799.81 | 2500 | TITAN SOLAR POWER | Purchase
UNSEDG-08049 | 86406 | PV (Photovoltaic) | 10.8 | 19486 | Residential | Non-Incentive | 3 - Installed | 2022-09-29 | 2022-10-03 | 2023-05-05 | 54521.6 | 2500 | TITAN SOLAR POWER | Purchase
UNSEDG-08075 | 86413 | PV (Photovoltaic) | 6.08 | 9991 | Residential | Non-Incentive | 3 - Installed | 2022-09-30 | 2022-10-06 | 2023-01-04 | 25000 | 1000 | Angle Solar | Purchase
UNSEDG-08051 | 86441 | PV (Photovoltaic) | 13.77 | 26652 | Residential | Non-Incentive | 3 - Installed | 2022-09-29 | 2022-10-04 | 2023-02-09 | 48460 | 20920 | Streamline Solar Power Systems LLC | Purchase
UNSEDG-08154 | 86409 | PV (Photovoltaic) | 12.6 | 21467 | Residential | Non-Incentive | 3 - Installed | 2022-10-06 | 2022-10-18 | 2023-05-25 | 59512 | 2000 | Our World Energy | Purchase
UNSEDG-08054 | 86404 | PV (Photovoltaic) | 5.6 | 9313 | Residential | Non-Incentive | 3 - Installed | 2022-09-30 | 2022-10-04 | 2023-05-24 | 24409.87 | 2500 | TITAN SOLAR POWER | Purchase
UNSEDG-08083 | 86403 | PV (Photovoltaic) | 14.4 | 25594 | Residential | Non-Incentive | 3 - Installed | 2022-09-30 | 2022-10-06 | 2023-07-25 | 71599.4 | 2500 | TITAN SOLAR POWER | Purchase
UNSEDG-08226 | 86404 | PV (Photovoltaic) | 8.4 | 15291 | Residential | Non-Incentive | 3 - Installed | 2022-10-19 | 2022-11-07 | 2023-06-07 | 35444 | 2500 | TITAN SOLAR POWER | Purchase
UNSEDG-08057 | 85648 | PV (Photovoltaic) | 12 | 20209 | Residential | Non-Incentive | 3 - Installed | 2022-09-30 | 2022-10-04 | 2023-05-03 | 55665.96 | 2500 | TITAN SOLAR POWER | Purchase
UNSEDG-08059 | 86406 | PV (Photovoltaic) | 8.4 | 15596 | Residential | Non-Incentive | 3 - Installed | 2022-09-30 | 2022-11-08 | 2023-03-01 | 33211.83 | 2500 | TITAN SOLAR POWER | Purchase
UNSEDG-08085 | 86409 | PV (Photovoltaic) | 6.8 | 13321 | Residential | Non-Incentive | 3 - Installed | 2022-09-30 | 2022-10-10 | 2023-03-14 | 33780 | 2500 | TITAN SOLAR POWER | Purchase
UNSEDG-08065 | 86404 | PV (Photovoltaic) | 11.2 | 20942 | Residential | Non-Incentive | 3 - Installed | 2022-09-30 | 2022-10-18 | 2023-02-24 | 56448.33 | 2500 | TITAN SOLAR POWER | Purchase
UNSEDG-08251 | 86413 | PV (Photovoltaic) | 8.8 | 16931 | Residential | Non-Incentive | 3 - Installed | 2022-10-25 | 2022-11-08 | 2023-04-26 | 46846.81 | 2500 | TITAN SOLAR POWER | Purchase
UNSEDG-08115 | 86413 | PV (Photovoltaic) | 15.6 | 29866 | Residential | Non-Incentive | 3 - Installed | 2022-09-30 | 2022-11-08 | 2023-04-28 | 52500 | 2500 | TITAN SOLAR POWER | Purchase
UNSEDG-08066 | 86409 | PV (Photovoltaic) | 5.2 | 9100 | Residential | Non-Incentive | 3 - Installed | 2022-09-30 | 2022-10-18 | 2023-05-02 | 25989.35 | 2500 | TITAN SOLAR POWER | Purchase
UNSEDG-08076 | 85621 | PV (Photovoltaic) | 7.02 | 11963 | Residential | Non-Incentive | 3 - Installed | 2022-09-30 | 2022-11-08 | 2023-03-15 | 32557 | 2000 | Icon Power | Purchase
UNSEDG-08081 | 86406 | PV (Photovoltaic) | 17.004 | 29714 | Residential | Non-Incentive | 3 - Installed | 2022-09-30 | 2022-10-06 | 2023-01-11 | 43548 | 8709.6 | ESMAY ELECTRIC, INC. | Purchase
UNSEDG-08079 | 86409 | PV (Photovoltaic) | 13.6 | 23975 | Residential | Non-Incentive | 3 - Installed | 2022-09-30 | 2022-11-08 | 2023-01-26 | 57392 | 2000 | ICON POWER | Purchase
UNSEDG-08089 | 86403 | PV (Photovoltaic) | 17 | 29097 | Residential | Non-Incentive | 3 - Installed | 2022-09-30 | 2022-10-11 | 2023-01-11 | 74670 | 14934 | ESMAY ELECTRIC, INC. | Purchase
UNSEDG-08092 | 86404 | PV (Photovoltaic) | 11.118 | 18745 | Residential | Non-Incentive | 3 - Installed | 2022-09-30 | 2022-10-11 | 2023-01-10 | 37431.64 | 7486.33 | ESMAY ELECTRIC, INC. | Purchase
UNSEDG-08091 | 85648 | PV (Photovoltaic) | 15.99 | 29655 | Residential | Non-Incentive | 3 - Installed | 2022-09-30 | 2022-10-27 | 2023-03-15 | 68619 | 2000 | Icon Power | Purchase
UNSEDG-08093 | 86406 | PV (Photovoltaic) | 13.175 | 23416 | Residential | Non-Incentive | 3 - Installed | 2022-09-30 | 2022-11-08 | 2023-01-10 | 58589 | 11717.8 | ESMAY ELECTRIC, INC. | Purchase
UNSEDG-08094 | 85648 | PV (Photovoltaic) | 5.2 | 9839 | Residential | Non-Incentive | 3 - Installed | 2022-09-30 | 2022-10-27 | 2023-03-31 | 29724 | 2000 | Icon Power | Purchase
UNSEDG-08095 | 86403 | PV (Photovoltaic) | 7.98 | 14251 | Residential | Non-Incentive | 3 - Installed | 2022-09-30 | 2022-11-07 | 2023-02-02 | 41100 | 8220 | ESMAY ELECTRIC, INC. | Lease
UNSEDG-08098 | 86404 | PV (Photovoltaic) | 26.4 | 40380 | Residential | Non-Incentive | 3 - Installed | 2022-09-30 | 2022-12-29 | 2023-04-04 | 83520 | 16704 | ESMAY ELECTRIC, INC. | Purchase
UNSEDG-08102 | 86404 | PV (Photovoltaic) | 16.8 | 30135 | Residential | Non-Incentive | 3 - Installed | 2022-09-30 | 2022-11-07 | 2023-01-17 | 51240 | 10248 | ESMAY ELECTRIC, INC. | Purchase
UNSEDG-08103 | 86404 | PV (Photovoltaic) | 12.325 | 21178 | Residential | Non-Incentive | 3 - Installed | 2022-09-30 | 2022-11-07 | 2023-01-10 | 53473 | 10694.6 | ESMAY ELECTRIC, INC. | Purchase
UNSEDG-08107 | 86404 | PV (Photovoltaic) | 12.75 | 23033 | Residential | Non-Incentive | 3 - Installed | 2022-09-30 | 2022-11-07 | 2023-01-26 | 56702 | 11340.4 | ESMAY ELECTRIC, INC. | Purchase
UNSEDG-08108 | 86404 | PV (Photovoltaic) | 13.6 | 24172 | Residential | Non-Incentive | 3 - Installed | 2022-09-30 | 2022-11-07 | 2023-01-26 | 60776 | 12155.2 | ESMAY ELECTRIC, INC. | Purchase
UNSEDG-08109 | 86404 | PV (Photovoltaic) | 15.725 | 27670 | Residential | Non-Incentive | 3 - Installed | 2022-09-30 | 2022-11-08 | 2023-01-13 | 74876 | 14975.2 | ESMAY ELECTRIC, INC. | Purchase
UNSEDG-08114 | 86406 | PV (Photovoltaic) | 12.8 | 24182 | Residential | Non-Incentive | 3 - Installed | 2022-09-30 | 2022-10-18 | 2023-02-09 | 32000 | 10000 | MOHAVE SOLAR | Purchase
UNSEDG-08118 | 85621 | PV (Photovoltaic) | 7.2 | 11991 | Residential | Non-Incentive | 3 - Installed | 2022-09-30 | 2022-12-19 | 2023-04-19 | 21960 | 6588 | SAGUARO SOLAR ELECTRIC | Purchase
UNSEDG-08117 | 85648 | PV (Photovoltaic) | 4 | 7449 | Residential | Non-Incentive | 3 - Installed | 2022-09-30 | 2022-10-28 | 2023-02-16 | 18309 | 2000 | Icon Power | Purchase
UNSEDG-08120 | 85648 | PV (Photovoltaic) | 15.2 | 26900 | Residential | Non-Incentive | 3 - Installed | 2022-09-30 | 2022-11-09 | 2023-02-20 | 44080 | 13224 | Saguaro Solar ,LLC | Purchase
UNSEDG-08126 | 86401 | PV (Photovoltaic) | 7.8 | 15271 | Residential | Non-Incentive | 3 - Installed | 2022-10-03 | 2022-11-08 | 2023-01-16 | 41236.62 | 2000 | ICON POWER | Purchase
UNSEDG-08141 | 86401 | PV (Photovoltaic) | 8.97 | 16192 | Residential | Non-Incentive | 3 - Installed | 2022-10-04 | 2022-11-17 | 2023-04-10 | 44460 | 2000 | ICON POWER | Purchase
UNSEDG-08142 | 86409 | PV (Photovoltaic) | 4.2 | 7498 | Residential | Non-Incentive | 3 - Installed | 2022-10-04 | 2022-11-08 | 2023-02-06 | 39684 | 2000 | ICON POWER | Purchase
UNSEDG-08156 | 85648 | PV (Photovoltaic) | 13.32 | 24216 | Residential | Non-Incentive | 3 - Installed | 2022-10-06 | 2022-11-09 | 2023-08-01 | 38466 | 2050 | Abco Solar Inc, LLC | Purchase
UNSEDG-08203 | 86413 | PV (Photovoltaic) | 7.6 | 12692 | Residential | Non-Incentive | 3 - Installed | 2022-10-13 | 2022-11-09 | 2024-03-12 | 44716.2 | 2000 | Our World Energy | Purchase
UNSEDG-08147 | 86413 | PV (Photovoltaic) | 6.4 | 12475 | Residential | Non-Incentive | 3 - Installed | 2022-10-05 | 2022-11-09 | 2023-02-15 | 28025 | 7006.25 | Elevation Solar | Purchase
UNSEDG-08150 | 85621 | PV (Photovoltaic) | 4.8 | 37 | Residential | Non-Incentive | 3 - Installed | 2022-10-05 | 2022-10-18 | 2023-07-05 | 32835 | 3284 | Big Star Builders | Purchase
UNSEDG-08151 | 86401 | PV (Photovoltaic) | 9.25 | 17971 | Residential | Non-Incentive | 3 - Installed | 2022-10-05 | 2022-11-08 | 2023-01-11 | 38184 | 2500 | VECTOR ENERGY LLC DBA FUSION POWER CO | Purchase
UNSEDG-08173 | 86409 | PV (Photovoltaic) | 5.6 | 9401 | Residential | Non-Incentive | 3 - Installed | 2022-10-10 | 2022-10-27 | 2023-07-26 | 33458 | 2000 | Our World Energy | Purchase
UNSEDG-08153 | 86406 | PV (Photovoltaic) | 5.11 | 8843 | Residential | Non-Incentive | 3 - Installed | 2022-10-05 | 2022-10-28 | 2023-04-17 | 20811 | 10000 | FUNDERBURK CONSTRUCTION | Purchase
UNSEDG-08163 | 85646 | PV (Photovoltaic) | 10.935 | 19322 | Residential | Non-Incentive | 3 - Installed | 2022-10-07 | 2022-11-16 | 2023-05-04 | 26353 | 2635.3 | Erus Energy | Purchase
UNSEDG-08155 | 86426 | PV (Photovoltaic) | 8 | 13300 | Residential | Non-Incentive | 3 - Installed | 2022-10-06 | 2022-10-18 | 2023-03-01 | 54308 | 16292.4 | Sunup America | Purchase
UNSEDG-08158 | 85648 | PV (Photovoltaic) | 4.8 | 8883 | Residential | Non-Incentive | 3 - Installed | 2022-10-06 | 2022-11-08 | 2023-04-10 | 11960 | 3588 | SOLAR SOLUTION AZ | Purchase
UNSEDG-08157 | 86404 | PV (Photovoltaic) | 14.8 | 26059 | Residential | Non-Incentive | 3 - Installed | 2022-10-06 |  | 2023-06-30 | 66000 | 16500 | Elevation Solar | Purchase
UNSEDG-08183 | 86401 | PV (Photovoltaic) | 9.2 | 17230 | Residential | Non-Incentive | 3 - Installed | 2022-10-11 | 2022-11-07 | 2023-03-28 | 45487.36 | 2000 | OUR WORLD ENERGY | Purchase
UNSEDG-08161 | 86409 | PV (Photovoltaic) | 8 | 14196 | Residential | Non-Incentive | 3 - Installed | 2022-10-06 | 2022-10-18 | 2023-01-03 | 31699 | 6339.8 | HAVASU SOLAR | Purchase
UNSEDG-08162 | 86404 | PV (Photovoltaic) | 8.4 | 15087 | Residential | Non-Incentive | 3 - Installed | 2022-10-06 | 2022-10-21 | 2023-01-03 | 20748 | 4149.6 | HAVASU SOLAR | Purchase
UNSEDG-08182 | 86401 | PV (Photovoltaic) | 14.8 | 24996 | Residential | Non-Incentive | 3 - Installed | 2022-10-10 | 2022-10-28 | 2023-03-06 | 62382.67 | 2000 | Our World Energy | Purchase
UNSEDG-08185 | 86409 | PV (Photovoltaic) | 8 | 13261 | Residential | Non-Incentive | 3 - Installed | 2022-10-11 | 2022-10-28 | 2023-03-06 | 40549 | 2000 | Our World Energy | Purchase
UNSEDG-08167 | 86406 | PV (Photovoltaic) | 6 | 11229 | Residential | Non-Incentive | 3 - Installed | 2022-10-07 | 2022-11-16 | 2023-03-10 | 28074.56 | 5000 | Powur PBC | Purchase
UNSEDG-08169 | 86406 | PV (Photovoltaic) | 14.8 | 27314 | Residential | Non-Incentive | 3 - Installed | 2022-10-07 | 2022-10-27 | 2023-01-04 | 37336 | 7467.2 | HAVASU SOLAR | Purchase
UNSEDG-08199 | 86401 | PV (Photovoltaic) | 13.6 | 23809 | Residential | Non-Incentive | 3 - Installed | 2022-10-12 | 2022-10-28 | 2023-07-03 | 67220.22 | 2000 | Our World Energy | Purchase
UNSEDG-08186 | 86409 | PV (Photovoltaic) | 3.2 | 5895 | Residential | Non-Incentive | 3 - Installed | 2022-10-11 | 2022-10-28 | 2023-07-10 | 15018.05 | 2000 | Our World Energy | Purchase
UNSEDG-08311 | 85648 | PV (Photovoltaic) | 3.69 | 28 | Residential | Non-Incentive | 3 - Installed | 2022-11-08 | 2022-11-21 | 2023-04-27 | 32175 | 2925 | Big Star Builders | Purchase
UNSEDG-08172 | 86426 | PV (Photovoltaic) | 8.8 | 14984 | Residential | Non-Incentive | 3 - Installed | 2022-10-10 | 2022-11-07 | 2023-02-07 | 34039 | 25529.25 | Elevation Solar | Purchase
UNSEDG-08179 | 86409 | PV (Photovoltaic) | 0.325 | 108 | Residential | Non-Incentive | 3 - Installed | 2022-10-10 | 2023-01-17 | 2023-03-16 | 29415 | 6165 | Freeman Electric and Solar | Purchase
UNSEDG-08177 | 86403 | PV (Photovoltaic) | 13.2 | 17614 | Residential | Non-Incentive | 3 - Installed | 2022-10-10 | 2022-10-27 | 2023-01-05 | 33924 | 6784.8 | HAVASU SOLAR | Purchase
UNSEDG-08178 | 86404 | PV (Photovoltaic) | 10.8 | 19981 | Residential | Non-Incentive | 3 - Installed | 2022-10-10 | 2022-10-28 | 2023-01-04 | 26893 | 5378.6 | HAVASU SOLAR | Purchase
UNSEDG-08180 | 86404 | PV (Photovoltaic) | 10.4 | 19675 | Residential | Non-Incentive | 3 - Installed | 2022-10-10 | 2022-10-28 | 2023-01-05 | 36633 | 7326.6 | HAVASU SOLAR | Purchase
UNSEDG-08187 | 86404 | PV (Photovoltaic) | 13.6 | 22135 | Residential | Non-Incentive | 3 - Installed | 2022-10-11 | 2022-10-28 | 2023-01-04 | 48722 | 9744.4 | HAVASU SOLAR | Purchase
UNSEDG-08181 | 86404 | PV (Photovoltaic) | 22 | 37559 | Residential | Non-Incentive | 3 - Installed | 2022-10-10 | 2022-10-28 | 2023-01-04 | 78559 | 15711.8 | HAVASU SOLAR | Purchase
UNSEDG-08338 | 85648 | PV (Photovoltaic) | 15.54 | 27536 | Residential | Non-Incentive | 3 - Installed | 2022-11-11 | 2022-12-29 | 2023-05-25 | 55703.6 | 5000 | Monsters Framing LLC | Purchase
UNSEDG-08188 | 86406 | PV (Photovoltaic) | 10.8 | 18522 | Residential | Non-Incentive | 3 - Installed | 2022-10-11 | 2022-11-07 | 2023-01-13 | 42396 | 8479.2 | HAVASU SOLAR | Purchase
UNSEDG-08191 | 86404 | PV (Photovoltaic) | 11.6 | 19478 | Residential | Non-Incentive | 3 - Installed | 2022-10-12 | 2022-11-21 | 2023-09-06 | 55342.99 | 18447.66 | Elevation Solar | Purchase
UNSEDG-08198 | 86401 | PV (Photovoltaic) | 10.4 | 19207 | Residential | Non-Incentive | 3 - Installed | 2022-10-12 | 2022-11-16 | 2023-01-20 | 64386.4 | 20800 | UNIVERSAL SOLAR DIRECT | Purchase
UNSEDG-08195 | 86401 | PV (Photovoltaic) | 7.35 | 14173 | Residential | Non-Incentive | 3 - Installed | 2022-10-12 | 2022-10-28 | 2023-03-07 | 37485 | 2000 | ICON PWOER | Purchase
UNSEDG-08196 | 85648 | PV (Photovoltaic) | 6.075 | 10210 | Residential | Non-Incentive | 3 - Installed | 2022-10-12 | 2022-11-16 | 2023-03-16 | 27520 | 2752 | Erus Energy | Purchase
UNSEDG-08200 | 86409 | PV (Photovoltaic) | 6 | 11699 | Residential | Non-Incentive | 3 - Installed | 2022-10-12 | 2022-10-28 | 2023-01-03 | 15321 | 3064.2 | HAVASU SOLAR | Purchase
UNSEDG-08201 | 86406 | PV (Photovoltaic) | 9.6 | 15174 | Residential | Non-Incentive | 3 - Installed | 2022-10-12 | 2022-10-28 | 2023-03-01 | 40962 | 8592.4 | HAVASU SOLAR | Purchase
UNSEDG-08202 | 86406 | PV (Photovoltaic) | 10 | 18397 | Residential | Non-Incentive | 3 - Installed | 2022-10-12 | 2022-11-08 | 2023-01-10 | 25600 | 5120 | HAVASU SOLAR | Purchase
UNSEDG-08204 | 86404 | PV (Photovoltaic) | 10.8 | 19937 | Residential | Non-Incentive | 3 - Installed | 2022-10-13 | 2022-11-09 | 2023-01-04 | 40315 | 8063 | HAVASU SOLAR | Purchase
UNSEDG-08207 | 85621 | PV (Photovoltaic) | 6.4 | 12333 | Residential | Non-Incentive | 3 - Installed | 2022-10-13 | 2022-10-31 | 2023-06-23 | 32549 | 2000 | Icon Power | Purchase
UNSEDG-08209 | 86404 | PV (Photovoltaic) | 14.875 | 27373 | Residential | Non-Incentive | 3 - Installed | 2022-10-14 | 2022-11-07 | 2023-03-28 | 71555 | 14311 | ESMAY ELECTRIC, INC. | Purchase
UNSEDG-08210 | 86403 | PV (Photovoltaic) | 9.6 | 18079 | Residential | Non-Incentive | 3 - Installed | 2022-10-14 | 2022-10-28 | 2023-01-05 | 23713 | 4742.6 | HAVASU SOLAR | Purchase
UNSEDG-08236 | 86406 | PV (Photovoltaic) | 4 | 6895 | Residential | Non-Incentive | 3 - Installed | 2022-10-20 | 2022-11-07 | 2023-02-09 | 15980 | 2000 | Our World Energy | Purchase
UNSEDG-08227 | 86409 | PV (Photovoltaic) | 6.75 | 12427 | Residential | Non-Incentive | 3 - Installed | 2022-10-19 | 2022-11-07 | 2023-04-20 | 54315.07 | 2000 | OUR WORLD ENERGY | Purchase
UNSEDG-08211 | 86426 | PV (Photovoltaic) | 15.2 | 26240 | Residential | Non-Incentive | 3 - Installed | 2022-10-17 | 2022-11-08 | 2023-04-03 | 69885.71 | 17471.43 | Elevation Solar | Purchase
UNSEDG-08214 | 85621 | PV (Photovoltaic) | 7.935 | 12541 | Residential | Non-Incentive | 3 - Installed | 2022-10-17 | 2022-11-03 | 2023-09-19 | 41472 | 2500 | Freedom Forever | Purchase
UNSEDG-08216 | 85648 | PV (Photovoltaic) | 6 | 10979 | Residential | Non-Incentive | 3 - Installed | 2022-10-17 | 2022-10-31 | 2023-04-05 | 32073 | 6414.6 | Havasu Solar | Purchase
UNSEDG-08218 | 86403 | PV (Photovoltaic) | 17.82 | 34611 | Residential | Non-Incentive | 3 - Installed | 2022-10-18 | 2022-11-09 | 2023-04-26 | 44720 | 9080 | Streamline Solar Power Systems LLC | Purchase
UNSEDG-08219 | 86406 | PV (Photovoltaic) | 12.555 | 23394 | Residential | Non-Incentive | 3 - Installed | 2022-10-18 | 2022-11-07 | 2023-01-17 | 41210 | 16100 | Streamline Solar Power Systems LLC | Purchase
UNSEDG-08220 | 86406 | PV (Photovoltaic) | 12 | 22664 | Residential | Non-Incentive | 3 - Installed | 2022-10-18 | 2022-11-07 | 2023-02-20 | 45000 | 15000 | Streamline Solar Power Systems LLC | Purchase
UNSEDG-08222 | 86403 | PV (Photovoltaic) | 16 | 27769 | Residential | Non-Incentive | 3 - Installed | 2022-10-18 | 2022-11-07 | 2023-03-09 | 66200 | 26200 | Streamline Solar Power Systems LLC | Purchase
UNSEDG-08230 | 86409 | PV (Photovoltaic) | 8.4 | 15737 | Residential | Non-Incentive | 3 - Installed | 2022-10-19 | 2022-11-07 | 2023-01-04 | 29223 | 5844.6 | HAVASU SOLAR | Purchase
UNSEDG-08229 | 86406 | PV (Photovoltaic) | 16 | 29761 | Residential | Non-Incentive | 3 - Installed | 2022-10-19 | 2022-11-07 | 2023-02-09 | 43832 | 11832 | Streamline Solar Power Systems LLC | Purchase
UNSEDG-08261 | 86406 | PV (Photovoltaic) | 8 | 14063 | Residential | Non-Incentive | 3 - Installed | 2022-10-27 | 2022-11-09 | 2023-06-16 | 34671 | 2000 | OUR WORLD ENERGY | Purchase
UNSEDG-08231 | 86409 | PV (Photovoltaic) | 7.2 | 9985 | Residential | Non-Incentive | 3 - Installed | 2022-10-20 | 2022-11-07 | 2023-04-03 | 33343 | 2000 | OUR WORLD ENERGY | Purchase
UNSEDG-08234 | 86404 | PV (Photovoltaic) | 13.77 | 23905 | Residential | Non-Incentive | 3 - Installed | 2022-10-20 | 2022-11-09 | 2023-01-27 | 33760 | 6220 | Streamline Solar Power Systems LLC | Purchase
UNSEDG-08235 | 86429 | PV (Photovoltaic) | 11.6 | 21908 | Residential | Non-Incentive | 3 - Installed | 2022-10-20 | 2022-11-09 | 2023-02-28 | 53171 | 15542.75 | Elevation Solar | Purchase
UNSEDG-08253 | 86401 | PV (Photovoltaic) | 4.4 | 8542 | Residential | Non-Incentive | 3 - Installed | 2022-10-25 | 2022-11-08 | 2023-02-09 | 20205.48 | 2000 | Our World Energy | Purchase
UNSEDG-08237 | 86403 | PV (Photovoltaic) | 12.18 | 21314 | Residential | Non-Incentive | 3 - Installed | 2022-10-21 | 2022-11-07 | 2023-01-26 | 59700 | 11940 | ESMAY ELECTRIC, INC. | Lease
UNSEDG-08238 | 85648 | PV (Photovoltaic) | 10 | 18731 | Residential | Non-Incentive | 3 - Installed | 2022-10-21 | 2022-11-16 | 2023-03-03 | 38810.53 | 5000 | Powur PBC | Purchase
UNSEDG-08239 | 86406 | PV (Photovoltaic) | 10 | 18773 | Residential | Non-Incentive | 3 - Installed | 2022-10-21 | 2022-11-08 | 2023-01-11 | 34791 | 6958.2 | HAVASU SOLAR | Purchase
UNSEDG-08240 | 85640 | PV (Photovoltaic) | 16.47 | 29041 | Residential | Non-Incentive | 3 - Installed | 2022-10-21 | 2023-01-10 | 2023-02-08 | 69045 | 2500 | Freedom Forever | Purchase
UNSEDG-08279 | 85648 | PV (Photovoltaic) | 11.2 | 18448 | Residential | Non-Incentive | 3 - Installed | 2022-11-03 | 2022-11-09 | 2023-04-27 | 42974.73 | 2000 | OUR WORLD ENERGY | Purchase
UNSEDG-08241 | 85648 | PV (Photovoltaic) | 10.5 | 18754 | Residential | Non-Incentive | 3 - Installed | 2022-10-23 | 2022-11-08 | 2023-01-10 | 46966.67 | 2500 | Freedom Forever | Purchase
UNSEDG-08243 | 85646 | PV (Photovoltaic) | 5.67 | 9489 | Residential | Non-Incentive | 3 - Installed | 2022-10-24 | 2022-11-16 | 2023-03-20 | 36855 | 3685.5 | Erus Energy | Purchase
UNSEDG-08244 | 86406 | PV (Photovoltaic) | 13.86 | 24155 | Residential | Non-Incentive | 3 - Installed | 2022-10-24 | 2022-11-08 | 2023-01-30 | 48810 | 9762 | ESMAY ELECTRIC, INC. | Lease
UNSEDG-08294 | 86409 | PV (Photovoltaic) | 6 | 11545 | Residential | Non-Incentive | 3 - Installed | 2022-11-07 | 2022-11-09 | 2023-05-15 | 33250 | 2500 | TITAN SOLAR POWER | Purchase
UNSEDG-08249 | 86404 | PV (Photovoltaic) | 19.2 | 32185 | Residential | Non-Incentive | 3 - Installed | 2022-10-24 | 2022-11-08 | 2023-01-19 | 115624 | 23124.8 | HAVASU SOLAR | Purchase
UNSEDG-08250 | 86404 | PV (Photovoltaic) | 12.58 | 22853 | Residential | Non-Incentive | 3 - Installed | 2022-10-24 | 2022-11-08 | 2023-03-03 | 47520 | 14256 | Sunup America | Purchase
UNSEDG-08262 | 86404 | PV (Photovoltaic) | 12.4 | 20107 | Residential | Non-Incentive | 3 - Installed | 2022-10-27 | 2022-11-09 | 2023-04-03 | 43773 | 2000 | OUR WORLD ENERGY | Purchase
UNSEDG-08264 | 85648 | PV (Photovoltaic) | 6 | 10905 | Residential | Non-Incentive | 3 - Installed | 2022-10-28 | 2022-11-22 | 2023-03-31 | 28479.45 | 2000 | OUR WORLD ENERGY | Purchase
UNSEDG-08427 | 86406 | PV (Photovoltaic) | 10.4 | 19234 | Residential | Non-Incentive | 3 - Installed | 2022-12-06 | 2022-12-19 | 2023-01-17 | 28452 | 10000 | Mohave Solar | Purchase
UNSEDG-08258 | 86406 | PV (Photovoltaic) | 14.4 | 24245 | Residential | Non-Incentive | 3 - Installed | 2022-10-26 | 2022-11-09 | 2023-01-27 | 54265 | 10853 | HAVASU SOLAR | Purchase
UNSEDG-08252 | 86409 | PV (Photovoltaic) | 7.4 | 14530 | Residential | Non-Incentive | 3 - Installed | 2022-10-25 | 2022-12-10 | 2023-05-05 | 22810 | 2500 | VECTOR ENERGY LLC DBA FUSION POWER CO | Purchase
UNSEDG-08280 | 86404 | PV (Photovoltaic) | 5.2 | 9369 | Residential | Non-Incentive | 3 - Installed | 2022-11-03 | 2022-11-16 | 2023-05-05 | 21084 | 2000 | OUR WORLD ENERGY | Purchase
UNSEDG-08255 | 86406 | PV (Photovoltaic) | 14.76 | 25749 | Residential | Non-Incentive | 3 - Installed | 2022-10-26 | 2022-11-17 | 2023-01-26 | 43780 | 8756 | ESMAY ELECTRIC, INC. | Purchase
UNSEDG-08257 | 86406 | PV (Photovoltaic) | 11.84 | 21287 | Residential | Non-Incentive | 3 - Installed | 2022-10-26 | 2022-11-09 | 2023-01-27 | 50000 | 15000 | sunup america | Purchase
UNSEDG-08259 | 86403 | PV (Photovoltaic) | 22 | 36264 | Residential | Non-Incentive | 3 - Installed | 2022-10-27 | 2022-12-20 | 2023-01-20 | 81579 | 16315.8 | HAVASU SOLAR | Purchase
UNSEDG-08284 | 86403 | PV (Photovoltaic) | 26.4 | 45057 | Residential | Non-Incentive | 3 - Installed | 2022-11-03 | 2022-11-09 | 2023-09-15 | 113568 | 2000 | Our World Energy | Purchase
UNSEDG-08263 | 86404 | PV (Photovoltaic) | 20 | 31549 | Residential | Non-Incentive | 3 - Installed | 2022-10-27 | 2022-11-09 | 2023-01-06 | 60931 | 12186.2 | HAVASU SOLAR | Purchase
UNSEDG-08287 | 86409 | PV (Photovoltaic) | 8.8 | 16747 | Residential | Non-Incentive | 3 - Installed | 2022-11-04 | 2022-11-09 | 2023-01-16 | 42212.33 | 2000 | OUR WORLD ENERGY | Purchase
UNSEDG-08265 | 86406 | PV (Photovoltaic) | 15.725 | 27147 | Residential | Non-Incentive | 3 - Installed | 2022-10-28 | 2022-11-09 | 2023-01-11 | 68113 | 13622.6 | ESMAY ELECTRIC, INC. | Purchase
UNSEDG-08266 | 86403 | PV (Photovoltaic) | 14.8 | 25488 | Residential | Non-Incentive | 3 - Installed | 2022-10-28 | 2022-11-09 | 2023-02-21 | 56416 | 16924.8 | Sunup America | Purchase
UNSEDG-08267 | 85648 | PV (Photovoltaic) | 18.285 | 32629 | Residential | Non-Incentive | 3 - Installed | 2022-10-31 | 2022-11-09 | 2023-03-15 | 72157.14 | 2500 | Freedom Forever | Purchase
UNSEDG-08268 | 85648 | PV (Photovoltaic) | 9.6 | 16776 | Residential | Non-Incentive | 3 - Installed | 2022-11-01 | 2022-11-09 | 2023-03-17 | 40868 | 28607.6 | Tesla Energy Operations, Inc. | Purchase
UNSEDG-08269 | 86401 | PV (Photovoltaic) | 12.4 | 24056 | Residential | Non-Incentive | 3 - Installed | 2022-11-01 | 2022-11-09 | 2023-02-03 | 40497.59 | 5000 | Powur PBC | Purchase
UNSEDG-08272 | 86406 | PV (Photovoltaic) | 23.68 | 39547 | Residential | Non-Incentive | 3 - Installed | 2022-11-01 | 2022-12-09 | 2023-03-28 | 69900 | 20970 | Sunup America | Purchase
UNSEDG-08298 | 85648 | PV (Photovoltaic) | 10.8 | 20001 | Residential | Non-Incentive | 3 - Installed | 2022-11-07 | 2022-12-10 | 2023-04-14 | 49260.27 | 2000 | OUR WORLD ENERGY | Purchase
UNSEDG-08274 | 86406 | PV (Photovoltaic) | 11.772 | 20939 | Residential | Non-Incentive | 3 - Installed | 2022-11-02 | 2022-11-09 | 2023-01-27 | 37380.56 | 7476.11 | ESMAY ELECTRIC, INC. | Purchase
UNSEDG-08295 | 86409 | PV (Photovoltaic) | 7.2 | 12545 | Residential | Non-Incentive | 3 - Installed | 2022-11-07 | 2022-12-10 | 2023-05-02 | 35595 | 2000 | OUR WORLD ENERGY | Purchase
UNSEDG-08276 | 86403 | PV (Photovoltaic) | 3.6 | 6328 | Residential | Non-Incentive | 3 - Installed | 2022-11-02 | 2022-12-01 | 2023-02-09 | 12600 | 2520 | ESMAY ELECTRIC, INC. | Purchase
UNSEDG-08278 | 86401 | PV (Photovoltaic) | 8.91 | 15778 | Residential | Non-Incentive | 3 - Installed | 2022-11-03 | 2022-11-09 | 2023-01-11 | 23430 | 5610 | Streamline Solar Power Systems LLC | Purchase
UNSEDG-08281 | 86401 | PV (Photovoltaic) | 6 | 10054 | Residential | Non-Incentive | 3 - Installed | 2022-11-03 | 2022-11-09 | 2023-01-13 | 20171 | 4034.2 | HAVASU SOLAR | Purchase
UNSEDG-08282 | 86409 | PV (Photovoltaic) | 16.2 | 27715 | Residential | Non-Incentive | 3 - Installed | 2022-11-03 | 2022-11-16 | 2023-03-27 | 40750 | 8350 | Streamline Solar Power Systems LLC | Purchase
UNSEDG-08283 | 86403 | PV (Photovoltaic) | 11.2 | 20125 | Residential | Non-Incentive | 3 - Installed | 2022-11-03 | 2022-11-09 | 2023-01-13 | 32118 | 6423.6 | HAVASU SOLAR | Purchase
UNSEDG-08286 | 86401 | PV (Photovoltaic) | 5.85 | 10376 | Residential | Non-Incentive | 3 - Installed | 2022-11-03 | 2022-12-16 | 2023-03-07 | 27612 | 2000 | Icon Power | Purchase
UNSEDG-08288 | 86406 | PV (Photovoltaic) | 7.6 | 12680 | Residential | Non-Incentive | 3 - Installed | 2022-11-04 | 2022-11-09 | 2023-01-13 | 19772 | 3954.4 | HAVASU SOLAR | Purchase
UNSEDG-08291 | 86406 | PV (Photovoltaic) | 10 | 18181 | Residential | Non-Incentive | 3 - Installed | 2022-11-04 | 2022-11-09 | 2023-01-16 | 24701 | 4940.2 | HAVASU SOLAR | Purchase
UNSEDG-08292 | 86404 | PV (Photovoltaic) | 8.4 | 15542 | Residential | Non-Incentive | 3 - Installed | 2022-11-04 | 2022-11-09 | 2023-02-06 | 44861 | 8972.2 | HAVASU SOLAR | Purchase
UNSEDG-08293 | 86403 | PV (Photovoltaic) | 12.8 | 22000 | Residential | Non-Incentive | 3 - Installed | 2022-11-04 | 2022-11-09 | 2023-01-11 | 50530 | 10106 | HAVASU SOLAR | Purchase
UNSEDG-08332 | 86413 | PV (Photovoltaic) | 8.1 | 14791 | Residential | Non-Incentive | 3 - Installed | 2022-11-10 | 2022-11-22 | 2023-07-11 | 36259.93 | 2000 | Our World Energy | Purchase
UNSEDG-08306 | 85648 | PV (Photovoltaic) | 4.4 | 7328 | Residential | Non-Incentive | 3 - Installed | 2022-11-07 | 2022-12-02 | 2023-04-20 | 25784 | 7735.2 | Saguaro Solar | Purchase
UNSEDG-08297 | 86401 | PV (Photovoltaic) | 10 | 18298 | Residential | Non-Incentive | 3 - Installed | 2022-11-07 | 2022-12-13 | 2023-01-11 | 37250 | 11175 | Tri State Solar & Wind Corp. | Purchase
UNSEDG-08299 | 86403 | PV (Photovoltaic) | 11.84 | 21445 | Residential | Non-Incentive | 3 - Installed | 2022-11-07 | 2022-12-20 | 2023-02-21 | 31988 | 9596.4 | Sunup America | Purchase
UNSEDG-08301 | 86406 | PV (Photovoltaic) | 11.6 | 20265 | Residential | Non-Incentive | 3 - Installed | 2022-11-07 | 2022-12-10 | 2023-01-13 | 46693 | 9338.6 | HAVASU SOLAR | Purchase
UNSEDG-08320 | 86403 | PV (Photovoltaic) | 16.4 | 29996 | Residential | Non-Incentive | 3 - Installed | 2022-11-09 | 2023-01-12 | 2023-02-20 | 41108 | 8221.6 | HAVASU SOLAR | Purchase
UNSEDG-08303 | 86404 | PV (Photovoltaic) | 6 | 10548 | Residential | Non-Incentive | 3 - Installed | 2022-11-07 | 2022-12-10 | 2023-01-26 | 23042 | 4608.4 | HAVASU SOLAR | Purchase
UNSEDG-08302 | 85648 | PV (Photovoltaic) | 4.8 | 8237 | Residential | Non-Incentive | 3 - Installed | 2022-11-07 | 2022-12-12 | 2023-01-25 | 21176 | 14823.2 | Tesla Energy Operations, Inc. | Purchase
UNSEDG-08304 | 85646 | PV (Photovoltaic) | 8.91 | 15050 | Residential | Non-Incentive | 3 - Installed | 2022-11-07 | 2022-12-22 | 2023-09-26 | 31000 | 3100 | Erus Energy | Purchase
UNSEDG-08305 | 86404 | PV (Photovoltaic) | 9.6 | 17773 | Residential | Non-Incentive | 3 - Installed | 2022-11-07 | 2022-12-10 | 2023-01-17 | 34554 | 6910.8 | HAVASU SOLAR | Purchase
UNSEDG-08307 | 86406 | PV (Photovoltaic) | 12.8 | 19631 | Residential | Non-Incentive | 3 - Installed | 2022-11-07 | 2022-11-15 | 2023-01-17 | 45377 | 9075.4 | HAVASU SOLAR | Purchase
UNSEDG-08478 | 85648 | PV (Photovoltaic) | 11.47 | 19234 | Residential | Non-Incentive | 3 - Installed | 2022-12-22 | 2023-02-08 | 2023-03-31 | 49835 | 6000 | T & K Electric | Purchase
UNSEDG-08353 | 86401 | PV (Photovoltaic) | 10 | 16870 | Residential | Non-Incentive | 3 - Installed | 2022-11-14 | 2022-12-10 | 2023-01-20 | 35493 | 7098.6 | HAVASU SOLAR | Purchase
UNSEDG-08318 | 86409 | PV (Photovoltaic) | 10.8 | 15292 | Residential | Non-Incentive | 3 - Installed | 2022-11-09 | 2022-11-17 | 2023-06-05 | 50685 | 2000 | OUR WORLD ENERGY | Purchase
UNSEDG-08308 | 85648 | PV (Photovoltaic) | 6.4 | 11297 | Residential | Non-Incentive | 3 - Installed | 2022-11-08 | 2022-11-15 | 2023-05-18 | 42230.2 | 2500 | TITAN SOLAR POWER | Purchase
UNSEDG-08312 | 85648 | PV (Photovoltaic) | 10.935 | 17535 | Residential | Non-Incentive | 3 - Installed | 2022-11-08 | 2022-11-23 | 2023-05-03 | 70000 | 7000 | Erus Energy | Purchase
UNSEDG-08309 | 86406 | PV (Photovoltaic) | 17.62 | 27511 | Residential | Non-Incentive | 3 - Installed | 2022-11-08 | 2022-11-15 | 2023-02-24 | 62314.75 | 2500 | TITAN SOLAR POWER | Purchase
UNSEDG-08321 | 86409 | PV (Photovoltaic) | 7.2 | 12287 | Residential | Non-Incentive | 3 - Installed | 2022-11-09 | 2022-11-16 | 2023-03-20 | 41103 | 2000 | Our World Energy | Purchase
UNSEDG-08328 | 86409 | PV (Photovoltaic) | 4.94 | 9634 | Residential | Non-Incentive | 3 - Installed | 2022-11-10 | 2022-12-10 | 2023-03-06 | 17800 | 1000 | ANGLE SOLAR | Purchase
UNSEDG-08327 | 86409 | PV (Photovoltaic) | 4.94 | 9634 | Residential | Non-Incentive | 3 - Installed | 2022-11-10 | 2022-12-10 | 2023-01-23 | 17800 | 1000 | ANGLE SOLAR | Purchase
UNSEDG-08326 | 86401 | PV (Photovoltaic) | 6.08 | 11797 | Residential | Non-Incentive | 3 - Installed | 2022-11-10 | 2022-11-22 | 2023-02-03 | 20900 | 1000 | ANGLE SOLAR | Purchase
UNSEDG-08313 | 86409 | PV (Photovoltaic) | 12.09 | 23208 | Residential | Non-Incentive | 3 - Installed | 2022-11-08 | 2022-11-22 | 2023-05-25 | 59241 | 2000 | ICON PWOER | Purchase
UNSEDG-08406 | 86401 | PV (Photovoltaic) | 4.94 | 9634 | Residential | Non-Incentive | 3 - Installed | 2022-12-01 | 2022-12-23 | 2023-03-06 | 17800 | 1000 | ANGLE SOLAR | Purchase
UNSEDG-08315 | 85648 | PV (Photovoltaic) | 20.8 | 35435 | Residential | Non-Incentive | 3 - Installed | 2022-11-08 | 2022-12-22 | 2023-06-06 | 66792 | 10000 | AZ Sun Services | Purchase
UNSEDG-08314 | 86403 | PV (Photovoltaic) | 13.2 | 18616 | Residential | Non-Incentive | 3 - Installed | 2022-11-08 | 2022-11-17 | 2023-01-19 | 48006 | 9601.2 | HAVASU SOLAR | Purchase
UNSEDG-08407 | 86401 | PV (Photovoltaic) | 7.22 | 14009 | Residential | Non-Incentive | 3 - Installed | 2022-12-01 | 2022-12-16 | 2023-02-13 | 22800 | 1000 | ANGLE SOLAR | Purchase
UNSEDG-08408 | 86413 | PV (Photovoltaic) | 4.94 | 9634 | Residential | Non-Incentive | 3 - Installed | 2022-12-01 | 2022-12-16 | 2023-03-27 | 17800 | 1000 | ANGLE SOLAR | Purchase
UNSEDG-08329 | 85648 | PV (Photovoltaic) | 7.505 | 13341 | Residential | Non-Incentive | 3 - Installed | 2022-11-10 | 2022-12-02 | 2023-01-26 | 62000 | 3100 | Construction with Quality by Williams and Sons LLC | Purchase
UNSEDG-08317 | 86401 | PV (Photovoltaic) | 14.43 | 27373 | Residential | Non-Incentive | 3 - Installed | 2022-11-09 | 2022-12-02 | 2023-04-26 | 50000 | 15000 | Sunup America | Purchase
UNSEDG-08508 | 86401 | PV (Photovoltaic) | 4.29 | 8351 | Residential | Non-Incentive | 3 - Installed | 2023-01-04 | 2023-01-05 | 2023-03-17 | 16400 | 1000 | ANGLE SOLAR | Purchase
UNSEDG-08392 | 86413 | PV (Photovoltaic) | 4.18 | 8150 | Residential | Non-Incentive | 3 - Installed | 2022-11-28 | 2022-12-16 | 2023-02-15 | 16400 | 1000 | ANGLE SOLAR | Purchase
UNSEDG-08322 | 86409 | PV (Photovoltaic) | 6.4 | 12059 | Residential | Non-Incentive | 3 - Installed | 2022-11-09 | 2022-11-16 | 2023-01-13 | 21657 | 4331.4 | HAVASU SOLAR | Purchase
UNSEDG-08323 | 86406 | PV (Photovoltaic) | 15.6 | 26771 | Residential | Non-Incentive | 3 - Installed | 2022-11-10 | 2022-11-16 | 2023-01-26 | 64729 | 12945.8 | HAVASU SOLAR | Purchase
UNSEDG-08325 | 85621 | PV (Photovoltaic) | 4.8 | 7880 | Residential | Non-Incentive | 3 - Installed | 2022-11-10 | 2022-11-17 | 2023-03-31 | 36000 | 7200 | Independent Solar | Purchase
UNSEDG-08346 | 86409 | PV (Photovoltaic) | 4.4 | 8098 | Residential | Non-Incentive | 3 - Installed | 2022-11-14 | 2022-12-02 | 2023-03-10 | 15810 | 2000 | OUR WORLD ENERGY | Purchase
UNSEDG-08341 | 86401 | PV (Photovoltaic) | 8.4 | 16635 | Residential | Non-Incentive | 3 - Installed | 2022-11-11 | 2022-11-22 | 2023-01-11 | 20748 | 4149.6 | HAVASU SOLAR | Purchase
UNSEDG-08330 | 86413 | PV (Photovoltaic) | 14.4 | 27730 | Residential | Non-Incentive | 3 - Installed | 2022-11-10 |  | 2023-02-08 | 49469 | 9893.8 | HAVASU SOLAR | Purchase
UNSEDG-08334 | 86440 | PV (Photovoltaic) | 12.58 | 20856 | Residential | Non-Incentive | 3 - Installed | 2022-11-10 | 2022-11-22 | 2023-01-25 | 38000 | 11400 | Sunup America | Purchase
UNSEDG-08331 | 86401 | PV (Photovoltaic) | 6 | 11475 | Residential | Non-Incentive | 3 - Installed | 2022-11-10 | 2022-11-22 | 2023-01-13 | 21810 | 4362 | HAVASU SOLAR | Purchase
UNSEDG-08333 | 86404 | PV (Photovoltaic) | 9.62 | 15952 | Residential | Non-Incentive | 3 - Installed | 2022-11-10 | 2022-11-22 | 2023-02-24 | 49013.89 | 9013.89 | AZ Sun Services | Purchase
UNSEDG-08364 | 85648 | PV (Photovoltaic) | 7.2 | 12255 | Residential | Non-Incentive | 3 - Installed | 2022-11-16 | 2022-12-10 | 2023-03-14 | 48297.6 | 2000 | Our World Energy | Purchase
UNSEDG-08335 | 86404 | PV (Photovoltaic) | 8.075 | 14515 | Residential | Non-Incentive | 3 - Installed | 2022-11-11 | 2022-11-22 | 2023-02-02 | 40809 | 8161.8 | ESMAY ELECTRIC, INC. | Purchase
UNSEDG-08336 | 85621 | PV (Photovoltaic) | 5.85 | 9338 | Residential | Non-Incentive | 3 - Installed | 2022-11-11 | 2022-11-29 | 2023-04-14 | 37975 | 3797.5 | Erus Energy | Purchase
UNSEDG-08337 | 86401 | PV (Photovoltaic) | 8.14 | 14420 | Residential | Non-Incentive | 3 - Installed | 2022-11-11 | 2022-11-22 | 2023-05-05 | 26000 | 7800 | Sunup America | Purchase
UNSEDG-08370 | 86403 | PV (Photovoltaic) | 6.4 | 11710 | Residential | Non-Incentive | 3 - Installed | 2022-11-18 | 2022-12-02 | 2023-04-25 | 27943.66 | 2000 | Our World Energy | Purchase
UNSEDG-08351 | 85648 | PV (Photovoltaic) | 7.505 | 12864 | Residential | Non-Incentive | 3 - Installed | 2022-11-14 | 2022-12-13 | 2023-01-11 | 31000 | 1550 | Construction with Quality by Williams and Sons LLC | Purchase
UNSEDG-08339 | 85621 | PV (Photovoltaic) | 8 | 14465 | Residential | Non-Incentive | 3 - Installed | 2022-11-11 | 2023-01-10 | 2024-06-24 | 36380.28 | 2000 | Icon Power | Purchase
UNSEDG-08340 | 86406 | PV (Photovoltaic) | 12 | 22989 | Residential | Non-Incentive | 3 - Installed | 2022-11-11 | 2022-11-22 | 2023-03-07 | 57060 | 11412 | HAVASU SOLAR | Purchase
UNSEDG-08342 | 86401 | PV (Photovoltaic) | 8.51 | 16157 | Residential | Non-Incentive | 3 - Installed | 2022-11-11 | 2022-11-22 | 2023-01-16 | 30000 | 9000 | Sunup America | Purchase
UNSEDG-08395 | 85648 | PV (Photovoltaic) | 8 | 13866 | Residential | Non-Incentive | 3 - Installed | 2022-11-29 | 2022-12-16 | 2023-07-20 | 55866.96 | 2000 | Our World Energy | Lease
UNSEDG-08371 | 86431 | PV (Photovoltaic) | 10.4 | 19540 | Residential | Non-Incentive | 3 - Installed | 2022-11-18 | 2022-12-02 | 2023-03-27 | 51113.67 | 2500 | TBIRDSALL@TITANSOLARPOWER.COM | Purchase
UNSEDG-08344 | 86406 | PV (Photovoltaic) | 16 | 29226 | Residential | Non-Incentive | 3 - Installed | 2022-11-14 | 2022-12-28 | 2023-06-23 | 50507 | 2500 | TITAN SOLAR POWER | Purchase
UNSEDG-08345 | 86404 | PV (Photovoltaic) | 15.48 | 26710 | Residential | Non-Incentive | 3 - Installed | 2022-11-14 | 2022-12-12 | 2023-06-02 | 47388 | 9477.6 | ESMAY ELECTRIC, INC. | Purchase
UNSEDG-08347 | 86403 | PV (Photovoltaic) | 13.2 | 23794 | Residential | Non-Incentive | 3 - Installed | 2022-11-14 | 2022-12-02 | 2023-01-10 | 33204 | 6640.8 | HAVASU SOLAR | Purchase
UNSEDG-08348 | 86406 | PV (Photovoltaic) | 16 | 27540 | Residential | Non-Incentive | 3 - Installed | 2022-11-14 | 2022-12-02 | 2023-01-30 | 70069 | 14013.8 | HAVASU SOLAR | Purchase
UNSEDG-08350 | 86404 | PV (Photovoltaic) | 12.8 | 23049 | Residential | Non-Incentive | 3 - Installed | 2022-11-14 | 2022-12-02 | 2023-02-23 | 47080 | 15080 | Streamline Solar Power Systems LLC | Purchase
UNSEDG-08352 | 86404 | PV (Photovoltaic) | 15.2 | 26055 | Residential | Non-Incentive | 3 - Installed | 2022-11-14 | 2022-12-10 | 2023-01-27 | 30400 | 9120 | Tri State Solar & Wind Corp. | Purchase
UNSEDG-08354 | 86440 | PV (Photovoltaic) | 8 | 14399 | Residential | Non-Incentive | 3 - Installed | 2022-11-15 | 2022-12-20 | 2023-07-27 | 29714 | 0 | Capital Energy LLC | Purchase
UNSEDG-08376 | 86403 | PV (Photovoltaic) | 11.2 | 18682 | Residential | Non-Incentive | 3 - Installed | 2022-11-21 | 2022-12-10 | 2023-04-07 | 52500 | 2000 | Our World Energy | Purchase
UNSEDG-08358 | 86401 | PV (Photovoltaic) | 8 | 13692 | Residential | Non-Incentive | 3 - Installed | 2022-11-15 | 2022-12-02 | 2023-01-18 | 39368.29 | 2000 | Icon Power | Purchase
UNSEDG-08355 | 86406 | PV (Photovoltaic) | 16.8 | 29488 | Residential | Non-Incentive | 3 - Installed | 2022-11-15 | 2022-12-02 | 2023-04-17 | 41000 | 8200 | HAVASU SOLAR | Purchase
UNSEDG-08378 | 86413 | PV (Photovoltaic) | 14.82 | 25672 | Residential | Non-Incentive | 3 - Installed | 2022-11-22 | 2022-12-10 | 2023-06-02 | 66083.8 | 2000 | Icon Power | Purchase
UNSEDG-08409 | 85621 | PV (Photovoltaic) | 10.8 | 17972 | Residential | Non-Incentive | 3 - Installed | 2022-12-01 | 2022-12-16 | 2023-04-14 | 44607.89 | 2000 | Our World Energy | Purchase
UNSEDG-08357 | 86406 | PV (Photovoltaic) | 7.03 | 12763 | Residential | Non-Incentive | 3 - Installed | 2022-11-15 | 2022-12-16 | 2023-02-03 | 23000 | 11500 | Mr Sunshine Solar LLC | Purchase
UNSEDG-08372 | 86403 | PV (Photovoltaic) | 8.4 | 14732 | Residential | Non-Incentive | 3 - Installed | 2022-11-18 | 2022-12-02 | 2023-04-07 | 26381 | 2000 | Our World Energy | Purchase
UNSEDG-08360 | 86403 | PV (Photovoltaic) | 14.58 | 27218 | Residential | Non-Incentive | 3 - Installed | 2022-11-16 | 2022-12-10 | 2023-03-07 | 39030 | 9870 | Streamline Solar Power Systems LLC | Purchase
UNSEDG-08362 | 86404 | PV (Photovoltaic) | 17.6 | 31832 | Residential | Non-Incentive | 3 - Installed | 2022-11-16 | 2022-12-10 | 2023-01-26 | 54232 | 10846.4 | HAVASU SOLAR | Purchase
UNSEDG-08367 | 86426 | PV (Photovoltaic) | 6.29 | 11680 | Residential | Non-Incentive | 3 - Installed | 2022-11-17 | 2022-12-02 | 2023-04-03 | 45201 | 13560.3 | Sunup America | Purchase
UNSEDG-08363 | 86406 | PV (Photovoltaic) | 6 | 7918 | Residential | Non-Incentive | 3 - Installed | 2022-11-16 | 2022-12-13 | 2023-01-24 | 24822 | 4964.4 | HAVASU SOLAR | Purchase
UNSEDG-08366 | 86404 | PV (Photovoltaic) | 8.03 | 13706 | Residential | Non-Incentive | 3 - Installed | 2022-11-17 | 2022-12-02 | 2023-03-07 | 20724.1 | 4000 | Southwest Electric, Inc. | Purchase
UNSEDG-08365 | 86401 | PV (Photovoltaic) | 9.36 | 16213 | Residential | Non-Incentive | 3 - Installed | 2022-11-17 | 2022-12-02 | 2023-02-06 | 54288 | 2000 | Icon Power | Purchase
UNSEDG-08368 | 86406 | PV (Photovoltaic) | 13.2 | 24048 | Residential | Non-Incentive | 3 - Installed | 2022-11-18 | 2022-12-02 | 2023-05-16 | 71177.42 | 2500 | TITAN SOLAR POWER | Purchase
UNSEDG-08369 | 86409 | PV (Photovoltaic) | 4.8 | 8184 | Residential | Non-Incentive | 3 - Installed | 2022-11-18 | 2022-12-02 | 2023-04-03 | 12775 | 2500 | TITAN SOLAR POWER | Purchase
UNSEDG-08373 | 86406 | PV (Photovoltaic) | 17.6 | 30823 | Residential | Non-Incentive | 3 - Installed | 2022-11-18 | 2022-12-02 | 2023-01-30 | 47832 | 9566.4 | HAVASU SOLAR | Purchase
UNSEDG-08374 | 86401 | PV (Photovoltaic) | 10.4 | 17677 | Residential | Non-Incentive | 3 - Installed | 2022-11-18 | 2022-12-21 | 2023-04-05 | 49070.4 | 2000 | Icon Power | Purchase
UNSEDG-08375 | 85648 | PV (Photovoltaic) | 5.2 | 9191 | Residential | Non-Incentive | 3 - Installed | 2022-11-18 | 2023-01-16 | 2023-04-14 | 24842.26 | 2000 | Icon Power | Purchase
UNSEDG-08381 | 86401 | PV (Photovoltaic) | 7.6 | 14709 | Residential | Non-Incentive | 3 - Installed | 2022-11-22 | 2022-12-14 | 2023-01-30 | 21549 | 5225 | Capital Energy LLC | Purchase
UNSEDG-08380 | 86413 | PV (Photovoltaic) | 20.145 | 33978 | Residential | Non-Incentive | 3 - Installed | 2022-11-22 | 2023-01-25 | 2023-07-12 | 45000 | 13500 | Sunup America | Purchase
UNSEDG-08382 | 86404 | PV (Photovoltaic) | 6 | 10905 | Residential | Non-Incentive | 3 - Installed | 2022-11-22 | 2023-02-07 | 2023-03-06 | 14821 | 2964.2 | HAVASU SOLAR | Purchase
UNSEDG-08383 | 86406 | PV (Photovoltaic) | 5.2 | 9402 | Residential | Non-Incentive | 3 - Installed | 2022-11-22 | 2022-12-14 | 2023-01-16 | 14645 | 2929 | HAVASU SOLAR | Purchase
UNSEDG-08432 | 86404 | PV (Photovoltaic) | 20 | 33269 | Residential | Non-Incentive | 3 - Installed | 2022-12-07 | 2022-12-19 | 2023-08-04 | 98732 | 2000 | Our World Energy | Purchase
UNSEDG-08384 | 86440 | PV (Photovoltaic) | 5.92 | 10993 | Residential | Non-Incentive | 3 - Installed | 2022-11-23 | 2022-12-16 | 2023-01-25 | 26965 | 8089.5 | Sunup America | Purchase
UNSEDG-08385 | 85648 | PV (Photovoltaic) | 6.8 | 12647 | Residential | Non-Incentive | 3 - Installed | 2022-11-23 | 2022-12-16 | 2024-02-20 | 37245.39 | 2000 | Icon Power | Purchase
UNSEDG-08386 | 86409 | PV (Photovoltaic) | 11.1 | 20865 | Residential | Non-Incentive | 3 - Installed | 2022-11-23 | 2022-12-16 | 2023-04-03 | 38000 | 11400 | Sunup America | Purchase
UNSEDG-08388 | 85648 | PV (Photovoltaic) | 7.2 | 13089 | Residential | Non-Incentive | 3 - Installed | 2022-11-28 | 2022-12-22 | 2023-03-16 | 36967.98 | 2000 | Icon Power | Purchase
UNSEDG-08389 | 86404 | PV (Photovoltaic) | 17.6 | 29392 | Residential | Non-Incentive | 3 - Installed | 2022-11-28 | 2022-12-22 | 2023-04-19 | 62802 | 12000 | Solar Topps, LLC | Purchase
UNSEDG-08390 | 86441 | PV (Photovoltaic) | 10 | 16916 | Residential | Non-Incentive | 3 - Installed | 2022-11-28 | 2022-12-28 | 2023-05-24 | 45241.57 | 2500 | TITAN SOLAR POWER | Purchase
UNSEDG-08400 | 86401 | PV (Photovoltaic) | 4.18 | 8150 | Residential | Non-Incentive | 3 - Installed | 2022-11-30 | 2022-12-16 | 2023-01-13 | 16000 | 1000 | Angle Solar | Purchase
UNSEDG-08391 | 85648 | PV (Photovoltaic) | 13.2 | 24693 | Residential | Non-Incentive | 3 - Installed | 2022-11-28 | 2022-12-16 | 2023-03-15 | 44080 | 2500 | Freedom Forever | Purchase
UNSEDG-08393 | 86404 | PV (Photovoltaic) | 14.4 | 25159 | Residential | Non-Incentive | 3 - Installed | 2022-11-29 | 2022-12-16 | 2023-02-03 | 45740 | 9148 | ESMAY ELECTRIC, INC. | Purchase
UNSEDG-08396 | 86401 | PV (Photovoltaic) | 11.7 | 19661 | Residential | Non-Incentive | 3 - Installed | 2022-11-29 | 2022-12-16 | 2023-02-23 | 59747.61 | 2000 | Icon Power | Purchase
UNSEDG-08397 | 85648 | PV (Photovoltaic) | 8.51 | 15198 | Residential | Non-Incentive | 3 - Installed | 2022-11-30 | 2022-12-28 | 2023-03-31 | 25000 | 7500 | Sunup America | Purchase
UNSEDG-08404 | 86406 | PV (Photovoltaic) | 11.1 | 19119 | Residential | Non-Incentive | 3 - Installed | 2022-11-30 | 2022-12-16 | 2023-01-27 | 37000 | 11100 | Sunup America | Purchase
UNSEDG-08405 | 86409 | PV (Photovoltaic) | 11.84 | 20106 | Residential | Non-Incentive | 3 - Installed | 2022-11-30 | 2022-12-16 | 2023-04-26 | 40000 | 12000 | Sunup America | Purchase
UNSEDG-08402 | 86413 | PV (Photovoltaic) | 9.25 | 16966 | Residential | Non-Incentive | 3 - Installed | 2022-11-30 | 2022-12-14 | 2023-04-11 | 28000 | 8400 | Sunup America | Purchase
UNSEDG-08398 | 86404 | PV (Photovoltaic) | 8.88 | 16084 | Residential | Non-Incentive | 3 - Installed | 2022-11-30 | 2022-12-16 | 2023-04-14 | 34000 | 10200 | Sunup America | Purchase
UNSEDG-08399 | 86404 | PV (Photovoltaic) | 8.51 | 14253 | Residential | Non-Incentive | 3 - Installed | 2022-11-30 | 2022-12-16 | 2023-03-07 | 29000 | 8700 | Sunup America | Purchase
UNSEDG-08403 | 86406 | PV (Photovoltaic) | 11.2 | 19259 | Residential | Non-Incentive | 3 - Installed | 2022-11-30 | 2022-12-20 | 2023-02-14 | 40655 | 8131 | HAVASU SOLAR | Purchase
UNSEDG-08460 | 86409 | PV (Photovoltaic) | 4.05 | 6875 | Residential | Non-Incentive | 3 - Installed | 2022-12-14 | 2022-12-22 | 2023-03-15 | 25578.95 | 2000 | Our World Energy | Purchase
UNSEDG-08410 | 86440 | PV (Photovoltaic) | 10 | 18553 | Residential | Non-Incentive | 3 - Installed | 2022-12-01 | 2022-12-22 | 2023-05-24 | 25000 | 5000 | Solar Topps, LLC | Purchase
UNSEDG-08411 | 86409 | PV (Photovoltaic) | 5.6 | 10187 | Residential | Non-Incentive | 3 - Installed | 2022-12-01 | 2022-12-16 | 2023-03-07 | 27714.6 | 2500 | Freedom Forever | Purchase
UNSEDG-08412 | 86406 | PV (Photovoltaic) | 11.2 | 19726 | Residential | Non-Incentive | 3 - Installed | 2022-12-02 | 2022-12-16 | 2023-03-01 | 46573.53 | 2500 | TITAN SOLAR POWER | Purchase
UNSEDG-08413 | 86401 | PV (Photovoltaic) | 7.2 | 12165 | Residential | Non-Incentive | 3 - Installed | 2022-12-02 | 2022-12-16 | 2023-03-17 | 33186.23 | 2500 | TITAN SOLAR POWER | Purchase
UNSEDG-08414 | 86406 | PV (Photovoltaic) | 10.2 | 17584 | Residential | Non-Incentive | 3 - Installed | 2022-12-02 | 2023-01-05 | 2023-08-31 | 31752 | 6350.4 | ESMAY ELECTRIC, INC. | Lease
UNSEDG-08415 | 86404 | PV (Photovoltaic) | 10.8 | 19193 | Residential | Non-Incentive | 3 - Installed | 2022-12-02 | 2022-12-16 | 2023-01-26 | 40563 | 8112.6 | HAVASU SOLAR | Purchase
UNSEDG-08426 | 86406 | PV (Photovoltaic) | 9.6 | 17333 | Residential | Non-Incentive | 3 - Installed | 2022-12-06 | 2022-12-19 | 2023-03-07 | 41104.51 | 2500 | Freedom Forever | Purchase
UNSEDG-08428 | 86403 | PV (Photovoltaic) | 8.8 | 15500 | Residential | Non-Incentive | 3 - Installed | 2022-12-06 | 2022-12-19 | 2023-05-03 | 28854.37 | 14427.19 | Mr Sunshine Solar LLC | Purchase
UNSEDG-08417 | 85621 | PV (Photovoltaic) | 12.4 | 22544 | Residential | Non-Incentive | 3 - Installed | 2022-12-05 | 2022-12-20 | 2023-03-23 | 40490 | 12147 | Arizona Southwest Solar and Electric | Purchase
UNSEDG-08418 | 85648 | PV (Photovoltaic) | 5.07 | 9107 | Residential | Non-Incentive | 3 - Installed | 2022-12-05 | 2022-12-20 | 2023-05-03 | 29153 | 2915.3 | Erus Energy | Purchase
UNSEDG-08419 | 86404 | PV (Photovoltaic) | 6.4 | 11798 | Residential | Non-Incentive | 3 - Installed | 2022-12-05 | 2022-12-16 | 2023-05-10 | 15488 | 3097.6 | HAVASU SOLAR | Purchase
UNSEDG-08442 | 85027 | PV (Photovoltaic) | 12.8 | 19477 | Residential | Non-Incentive | 3 - Installed | 2022-12-08 | 2022-12-23 | 2023-03-10 | 50447.06 | 2000 | Our World Energy | Purchase
UNSEDG-08420 | 86406 | PV (Photovoltaic) | 9.6 | 17873 | Residential | Non-Incentive | 3 - Installed | 2022-12-06 | 2022-12-19 | 2023-07-07 | 31745 | 2500 | TITAN SOLAR POWER | Purchase
UNSEDG-08422 | 86406 | PV (Photovoltaic) | 4.4 | 8160 | Residential | Non-Incentive | 3 - Installed | 2022-12-06 | 2022-12-23 | 2023-06-07 | 15985 | 2500 | TITAN SOLAR POWER | Purchase
UNSEDG-08423 | 86409 | PV (Photovoltaic) | 10.4 | 17581 | Residential | Non-Incentive | 3 - Installed | 2022-12-06 | 2022-12-19 | 2023-03-29 | 49086.1 | 2500 | TITAN SOLAR POWER | Purchase
UNSEDG-08425 | 86401 | PV (Photovoltaic) | 6.4 | 10922 | Residential | Non-Incentive | 3 - Installed | 2022-12-06 | 2022-12-19 | 2023-02-24 | 31645.45 | 2500 | TITAN SOLAR POWER | Purchase
UNSEDG-08430 | 86406 | PV (Photovoltaic) | 9.775 | 17146 | Residential | Non-Incentive | 3 - Installed | 2022-12-06 | 2022-12-19 | 2023-02-03 | 43555 | 8711 | ESMAY ELECTRIC, INC. | Purchase
UNSEDG-08431 | 86409 | PV (Photovoltaic) | 6 | 11475 | Residential | Non-Incentive | 3 - Installed | 2022-12-06 | 2022-12-19 | 2023-01-23 | 22284 | 4456.8 | HAVASU SOLAR | Purchase
UNSEDG-08439 | 86406 | PV (Photovoltaic) | 15.2 | 28716 | Residential | Non-Incentive | 3 - Installed | 2022-12-08 | 2022-12-21 | 2023-02-03 | 59789.58 | 10000 | Mohave Solar | Purchase
UNSEDG-08433 | 86406 | PV (Photovoltaic) | 17.6 | 30823 | Residential | Non-Incentive | 3 - Installed | 2022-12-07 | 2022-12-19 | 2023-01-27 | 47592 | 9518.4 | HAVASU SOLAR | Purchase
UNSEDG-08434 | 86444 | PV (Photovoltaic) | 10.73 | 18385 | Residential | Non-Incentive | 3 - Installed | 2022-12-07 | 2022-12-19 | 2023-04-13 | 31575 | 22102.5 | SUNUP AMERICA | Purchase
UNSEDG-08435 | 86409 | PV (Photovoltaic) | 13.32 | 24675 | Residential | Non-Incentive | 3 - Installed | 2022-12-07 | 2022-12-21 | 2023-03-10 | 37000 | 11100 | SUNUP AMERICA | Purchase
UNSEDG-08436 | 86409 | PV (Photovoltaic) | 8.4 | 16457 | Residential | Non-Incentive | 3 - Installed | 2022-12-08 | 2022-12-21 | 2023-02-21 | 41261.33 | 2500 | TITAN SOLAR POWER | Purchase
UNSEDG-08437 | 86401 | PV (Photovoltaic) | 7.2 | 12311 | Residential | Non-Incentive | 3 - Installed | 2022-12-08 | 2022-12-21 | 2023-05-09 | 25415 | 2500 | TITAN SOLAR POWER | Purchase
UNSEDG-08476 | 86404 | PV (Photovoltaic) | 13.2 | 21765 | Residential | Non-Incentive | 3 - Installed | 2022-12-22 | 2022-12-23 | 2023-05-05 | 55195.93 | 2500 | TITAN SOLAR POWER | Purchase
UNSEDG-08440 | 86403 | PV (Photovoltaic) | 12 | 22670 | Residential | Non-Incentive | 3 - Installed | 2022-12-08 | 2022-12-21 | 2023-02-08 | 32980 | 10000 | Mohave Solar | Purchase
UNSEDG-08557 | 86406 | PV (Photovoltaic) | 14.4 | 27205 | Residential | Non-Incentive | 3 - Installed | 2023-01-24 | 2023-01-30 | 2023-03-06 | 40176 | 10000 | Mohave Solar | Purchase
UNSEDG-08585 | 86409 | PV (Photovoltaic) | 6.4 | 12340 | Residential | Non-Incentive | 3 - Installed | 2023-02-01 | 2023-02-02 | 2023-04-11 | 17856 | 10000 | Mohave Solar | Purchase
UNSEDG-08458 | 86406 | PV (Photovoltaic) | 16.8 | 31739 | Residential | Non-Incentive | 3 - Installed | 2022-12-14 | 2022-12-22 | 2023-02-13 | 46782 | 10000 | MOHAVE SOLAR | Purchase
UNSEDG-08449 | 86406 | PV (Photovoltaic) | 19.2 | 36273 | Residential | Non-Incentive | 3 - Installed | 2022-12-13 | 2022-12-21 | 2023-02-20 | 53000 | 10000 | Mohave Solar | Purchase
UNSEDG-08448 | 86403 | PV (Photovoltaic) | 10.4 | 19234 | Residential | Non-Incentive | 3 - Installed | 2022-12-13 | 2022-12-21 | 2023-03-17 | 37674.07 | 10000 | Mohave Solar | Purchase
UNSEDG-08592 | 86406 | PV (Photovoltaic) | 13.6 | 25195 | Residential | Non-Incentive | 3 - Installed | 2023-02-02 | 2023-02-08 | 2023-04-17 | 37944 | 10000 | Mohave Solar | Purchase
UNSEDG-08441 | 86406 | PV (Photovoltaic) | 10.27 | 17488 | Residential | Non-Incentive | 3 - Installed | 2022-12-08 | 2022-12-21 | 2023-03-17 | 27500 | 8250 | SUNUP AMERICA | Purchase
UNSEDG-08459 | 86404 | PV (Photovoltaic) | 24.6 | 46405 | Residential | Non-Incentive | 3 - Installed | 2022-12-14 | 2022-12-22 | 2023-03-16 | 624000 | 100000 | Mohave Solar | Purchase
UNSEDG-08464 | 86409 | PV (Photovoltaic) | 7.2 | 12963 | Residential | Non-Incentive | 3 - Installed | 2022-12-15 | 2022-12-23 | 2023-04-05 | 37411.76 | 2000 | Our World Energy | Purchase
UNSEDG-08443 | 86401 | PV (Photovoltaic) | 16.28 | 29170 | Residential | Non-Incentive | 3 - Installed | 2022-12-09 | 2022-12-28 | 2023-05-02 | 69352 | 6935 | Inty Power | Purchase
UNSEDG-08444 | 86438 | PV (Photovoltaic) | 13.2 | 22323 | Residential | Non-Incentive | 3 - Installed | 2022-12-09 | 2022-12-21 | 2023-03-01 | 56814 | 11362.8 | HAVASU SOLAR | Purchase
UNSEDG-08446 | 86404 | PV (Photovoltaic) | 26.16 | 43297 | Residential | Non-Incentive | 3 - Installed | 2022-12-10 | 2023-02-28 | 2023-03-27 | 75740.8 | 15148.16 | ESMAY ELECTRIC, INC. | Purchase
UNSEDG-08452 | 86401 | PV (Photovoltaic) | 8.88 | 15524 | Residential | Non-Incentive | 3 - Installed | 2022-12-13 | 2022-12-22 | 2023-02-06 | 32000 | 9600 | SUNUP AMERICA | Purchase
UNSEDG-08453 | 86413 | PV (Photovoltaic) | 14.06 | 24123 | Residential | Non-Incentive | 3 - Installed | 2022-12-13 | 2022-12-29 | 2023-03-01 | 61000 | 18300 | SUNUP AMERICA | Purchase
UNSEDG-08447 | 86409 | PV (Photovoltaic) | 7.2 | 12188 | Residential | Non-Incentive | 3 - Installed | 2022-12-12 | 2022-12-21 | 2023-03-07 | 38544.37 | 2000 | Icon Power | Purchase
UNSEDG-08456 | 85648 | PV (Photovoltaic) | 8.28 | 14835 | Residential | Non-Incentive | 3 - Installed | 2022-12-14 | 2022-12-22 | 2023-03-31 | 25254 | 12627 | Solar Energy Consulting LLC | Purchase
UNSEDG-08454 | 85648 | PV (Photovoltaic) | 18.15 | 26609 | Residential | Non-Incentive | 3 - Installed | 2022-12-13 | 2022-12-22 | 2023-06-23 | 48650 | 14595 | SUNUP AMERICA | Purchase
UNSEDG-08558 | 86404 | PV (Photovoltaic) | 8.8 | 16303 | Residential | Non-Incentive | 3 - Installed | 2023-01-24 | 2023-01-30 | 2023-03-14 | 24052 | 10000 | Mohave Solar | Purchase
UNSEDG-08450 | 86403 | PV (Photovoltaic) | 9.72 | 17960 | Residential | Non-Incentive | 3 - Installed | 2022-12-13 | 2022-12-22 | 2023-04-03 | 25380 | 5940 | STREAMLINE SOLAR | Purchase
UNSEDG-08455 | 86406 | PV (Photovoltaic) | 14.43 | 26051 | Residential | Non-Incentive | 3 - Installed | 2022-12-13 | 2022-12-22 | 2023-03-28 | 41250 | 12375 | Sunup America | Purchase
UNSEDG-08457 | 86406 | PV (Photovoltaic) | 13.3 | 24141 | Residential | Non-Incentive | 3 - Installed | 2022-12-14 | 2023-01-03 | 2023-01-06 | 55463 | 27731.5 | Solcius, LLC | Purchase
UNSEDG-08474 | 86401 | PV (Photovoltaic) | 8.97 | 17679 | Residential | Non-Incentive | 3 - Installed | 2022-12-21 | 2022-12-23 | 2023-02-23 | 30300 | 2000 | Angle Solar | Purchase
UNSEDG-08461 | 86403 | PV (Photovoltaic) | 6.4 | 11518 | Residential | Non-Incentive | 3 - Installed | 2022-12-14 | 2022-12-22 | 2023-02-06 | 25240 | 5048 | HAVASU SOLAR | Purchase
UNSEDG-08463 | 85648 | PV (Photovoltaic) | 3.69 | 35 | Residential | Non-Incentive | 3 - Installed | 2022-12-15 | 2022-12-22 | 2023-02-21 | 39655 | 3605 | Big Star Builders | Purchase
UNSEDG-08466 | 86403 | PV (Photovoltaic) | 11.05 | 19960 | Residential | Non-Incentive | 3 - Installed | 2022-12-16 | 2022-12-23 | 2023-02-20 | 49086 | 9817.2 | ESMAY ELECTRIC, INC. | Purchase
UNSEDG-08467 | 86403 | PV (Photovoltaic) | 9.2 | 16968 | Residential | Non-Incentive | 3 - Installed | 2022-12-16 | 2022-12-23 | 2023-02-06 | 25064 | 5012.8 | HAVASU SOLAR | Purchase
UNSEDG-08468 | 85648 | PV (Photovoltaic) | 12.4 | 20243 | Residential | Non-Incentive | 3 - Installed | 2022-12-18 | 2022-12-23 | 2023-03-15 | 53220 | 50720 | Freedom Forever | Purchase
UNSEDG-08469 | 86404 | PV (Photovoltaic) | 12.75 | 22145 | Residential | Non-Incentive | 3 - Installed | 2022-12-19 | 2022-12-23 | 2023-02-13 | 44700 | 8940 | ESMAY ELECTRIC, INC. | Lease
UNSEDG-08473 | 86406 | PV (Photovoltaic) | 17.331 | 29886 | Residential | Non-Incentive | 3 - Installed | 2022-12-21 | 2022-12-29 | 2023-04-28 | 48163.28 | 9632.66 | ESMAY ELECTRIC, INC. | Purchase
UNSEDG-08470 | 86403 | PV (Photovoltaic) | 6 | 11236 | Residential | Non-Incentive | 3 - Installed | 2022-12-19 | 2022-12-23 | 2023-02-06 | 14821 | 2964.2 | HAVASU SOLAR | Purchase
UNSEDG-08472 | 86409 | PV (Photovoltaic) | 9.99 | 18731 | Residential | Non-Incentive | 3 - Installed | 2022-12-20 | 2022-12-29 | 2023-04-06 | 30500 | 9150 | Sunup America | Purchase
UNSEDG-08480 | 86413 | PV (Photovoltaic) | 4.05 | 6739 | Residential | Non-Incentive | 3 - Installed | 2022-12-22 | 2022-12-29 | 2023-05-11 | 18860 | 2000 | Our World Energy | Purchase
UNSEDG-08471 | 86401 | PV (Photovoltaic) | 7.02 | 11779 | Residential | Non-Incentive | 3 - Installed | 2022-12-20 | 2022-12-23 | 2023-02-21 | 30817.8 | 2000 | Icon Power | Purchase
UNSEDG-08489 | 86401 | PV (Photovoltaic) | 7.2 | 14082 | Residential | Non-Incentive | 3 - Installed | 2022-12-27 | 2022-12-29 | 2023-02-24 | 26581.08 | 2500 | TITAN SOLAR POWER | Purchase
UNSEDG-08475 | 86401 | PV (Photovoltaic) | 5.07 | 9872 | Residential | Non-Incentive | 3 - Installed | 2022-12-21 | 2022-12-23 | 2023-03-09 | 17800 | 1000 | Angle Solar | Purchase
UNSEDG-08511 | 86409 | PV (Photovoltaic) | 5.07 | 8361 | Residential | Non-Incentive | 3 - Installed | 2023-01-04 | 2023-01-05 | 2023-04-07 | 18000 | 1000 | Angle Solar | Purchase
UNSEDG-08483 | 86409 | PV (Photovoltaic) | 6 | 9036 | Residential | Non-Incentive | 3 - Installed | 2022-12-23 | 2022-12-29 | 2023-03-02 | 25588.24 | 2000 | Our World Energy | Purchase
UNSEDG-08479 | 86406 | PV (Photovoltaic) | 6.4 | 11218 | Residential | Non-Incentive | 3 - Installed | 2022-12-22 | 2022-12-29 | 2023-03-06 | 16888 | 3377.6 | HAVASU SOLAR | Purchase
UNSEDG-08481 | 86426 | PV (Photovoltaic) | 5.92 | 10136 | Residential | Non-Incentive | 3 - Installed | 2022-12-22 | 2022-12-29 | 2023-03-09 | 21000 | 6300 | Sunup America | Purchase
UNSEDG-08482 | 86409 | PV (Photovoltaic) | 6 | 11651 | Residential | Non-Incentive | 3 - Installed | 2022-12-23 | 2022-12-29 | 2023-02-08 | 23195 | 4639 | HAVASU SOLAR | Purchase
UNSEDG-08484 | 86401 | PV (Photovoltaic) | 6 | 11206 | Residential | Non-Incentive | 3 - Installed | 2022-12-26 | 2022-12-29 | 2023-09-18 | 21200 | 6200 | SOLANA ENERGY CONCEPTS | Purchase
UNSEDG-08485 | 86426 | PV (Photovoltaic) | 20.8 | 34622 | Residential | Non-Incentive | 3 - Installed | 2022-12-26 | 2023-02-22 | 2023-08-09 | 108960 | 38960 | SOLANA ENERGY CONCEPTS LLC | Purchase
UNSEDG-08486 | 86409 | PV (Photovoltaic) | 4.8 | 9306 | Residential | Non-Incentive | 3 - Installed | 2022-12-27 | 2022-12-29 | 2023-03-20 | 30859.34 | 2500 | TITAN SOLAR POWER | Purchase
UNSEDG-08487 | 86404 | PV (Photovoltaic) | 14 | 23499 | Residential | Non-Incentive | 3 - Installed | 2022-12-27 | 2022-12-29 | 2023-04-19 | 59336.43 | 2500 | TITAN SOLAR POWER | Purchase
UNSEDG-08488 | 85648 | PV (Photovoltaic) | 5.6 | 10603 | Residential | Non-Incentive | 3 - Installed | 2022-12-27 | 2022-12-29 | 2023-07-20 | 33646.8 | 2500 | TITAN SOLAR POWER | Purchase
UNSEDG-08495 | 86401 | PV (Photovoltaic) | 4.5 | 8378 | Residential | Non-Incentive | 3 - Installed | 2022-12-28 | 2022-12-29 | 2023-02-21 | 26220.47 | 2000 | Our World Energy | Purchase
UNSEDG-08491 | 86401 | PV (Photovoltaic) | 4.86 | 9362 | Residential | Non-Incentive | 3 - Installed | 2022-12-28 | 2022-12-29 | 2023-07-27 | 42280.34 | 2500 | TITAN SOLAR POWER | Purchase
UNSEDG-08492 | 86409 | PV (Photovoltaic) | 8.4 | 16457 | Residential | Non-Incentive | 3 - Installed | 2022-12-28 | 2022-12-29 | 2023-05-16 | 42280.34 | 2500 | TITAN SOLAR POWER | Purchase
UNSEDG-08493 | 86401 | PV (Photovoltaic) | 8 | 15028 | Residential | Non-Incentive | 3 - Installed | 2022-12-28 | 2022-12-29 | 2023-03-14 | 36509.26 | 2500 | TITAN SOLAR POWER | Purchase
UNSEDG-08494 | 86409 | PV (Photovoltaic) | 4.8 | 9259 | Residential | Non-Incentive | 3 - Installed | 2022-12-28 | 2022-12-29 | 2023-03-02 | 30686 | 2500 | TITAN SOLAR POWER | Purchase
UNSEDG-08496 | 86401 | PV (Photovoltaic) | 6 | 9781 | Residential | Non-Incentive | 3 - Installed | 2022-12-28 | 2022-12-29 | 2023-04-03 | 17810 | 4000 | Southwest Electric, Inc. | Purchase
UNSEDG-08498 | 86440 | PV (Photovoltaic) | 4 | 7636 | Residential | Non-Incentive | 3 - Installed | 2022-12-29 | 2022-12-29 | 2023-08-09 | 24500 | 2500 | TITAN SOLAR POWER | Purchase
UNSEDG-08582 | 86440 | PV (Photovoltaic) | 6.4 | 12174 | Residential | Non-Incentive | 3 - Installed | 2023-01-30 | 2023-01-31 | 2023-07-14 | 36434.25 | 2500 | TITAN SOLAR POWER | Purchase
UNSEDG-08499 | 86413 | PV (Photovoltaic) | 4 | 7837 | Residential | Non-Incentive | 3 - Installed | 2022-12-30 | 2023-01-03 | 2023-04-20 | 23860.4 | 2500 | TITAN SOLAR POWER | Purchase
UNSEDG-08500 | 86403 | PV (Photovoltaic) | 4.32 | 7593 | Residential | Non-Incentive | 3 - Installed | 2022-12-30 | 2023-01-03 | 2023-02-09 | 14555.6 | 2910.8 | ESMAY ELECTRIC, INC. | Purchase
UNSEDG-08501 | 85648 | PV (Photovoltaic) | 2.4 | 26 | Residential | Non-Incentive | 3 - Installed | 2022-12-30 | 2023-01-03 | 2023-03-15 | 28270 | 2570 | Big Star Builders Inc. | Purchase
UNSEDG-08502 | 86401 | PV (Photovoltaic) | 14 | 23703 | Residential | Non-Incentive | 3 - Installed | 2022-12-30 | 2023-01-16 | 2023-05-18 | 40420 | 4000 | Southwest Electric, Inc. | Purchase
UNSEDG-08506 | 86404 | PV (Photovoltaic) | 19 | 34533 | Residential | Non-Incentive | 3 - Installed | 2023-01-03 | 2023-01-06 | 2023-01-20 | 48000 | 10000 | Mohave Solar | Purchase
UNSEDG-08503 | 86404 | PV (Photovoltaic) | 24.42 | 41955 | Residential | Non-Incentive | 3 - Installed | 2023-01-03 | 2023-01-24 | 2023-06-23 | 67999 | 20399.7 | Sunup America | Purchase
UNSEDG-08504 | 86406 | PV (Photovoltaic) | 11.34 | 19188 | Residential | Non-Incentive | 3 - Installed | 2023-01-03 | 2023-01-05 | 2023-03-27 | 33300 | 9990 | Sunup America | Purchase
UNSEDG-08505 | 86403 | PV (Photovoltaic) | 5.18 | 9655 | Residential | Non-Incentive | 3 - Installed | 2023-01-03 | 2023-01-12 | 2023-04-17 | 32589.41 | 2500 | VECTOR ENERGY LLC DBA FUSION POWER CO | Purchase
UNSEDG-08507 | 86406 | PV (Photovoltaic) | 17.6 | 28487 | Residential | Non-Incentive | 3 - Installed | 2023-01-03 | 2023-01-04 | 2023-03-28 | 50000 | 15000 | Sunup America | Purchase
UNSEDG-08516 | 86403 | PV (Photovoltaic) | 14.4 | 27364 | Residential | Non-Incentive | 3 - Installed | 2023-01-06 | 2023-01-09 | 2023-07-25 | 51600 | 14000 | AAA Electric, Inc | Purchase
UNSEDG-08527 | 86426 | PV (Photovoltaic) | 8.8 | 15198 | Residential | Non-Incentive | 3 - Installed | 2023-01-10 | 2023-01-30 | 2023-08-16 | 48144.6 | 2500 | TITAN SOLAR POWER | Purchase
UNSEDG-08510 | 86409 | PV (Photovoltaic) | 4.29 | 8351 | Residential | Non-Incentive | 3 - Installed | 2023-01-04 | 2023-01-05 | 2023-05-25 | 17000 | 1000 | Angle Solar | Purchase
UNSEDG-08584 | 86401 | PV (Photovoltaic) | 7.2 | 13520 | Residential | Non-Incentive | 3 - Installed | 2023-02-01 | 2023-02-01 | 2023-05-02 | 20088 | 10000 | Mohave Solar | Purchase
UNSEDG-08512 | 86401 | PV (Photovoltaic) | 4.4 | 7365 | Residential | Non-Incentive | 3 - Installed | 2023-01-04 | 2023-02-07 | 2023-04-05 | 28927 | 4000 | Southwest Electric, Inc. | Purchase
UNSEDG-08514 | 86401 | PV (Photovoltaic) | 7.41 | 14327 | Residential | Non-Incentive | 3 - Installed | 2023-01-04 | 2023-01-05 | 2023-02-22 | 25400.31 | 2000 | Icon Power | Purchase
UNSEDG-08519 | 86401 | PV (Photovoltaic) | 8 | 15219 | Residential | Non-Incentive | 3 - Installed | 2023-01-09 | 2023-02-20 | 2023-11-20 | 27700 | 2500 | TITAN SOLAR POWER | Purchase
UNSEDG-08515 | 86409 | PV (Photovoltaic) | 3.6 | 6715 | Residential | Non-Incentive | 3 - Installed | 2023-01-05 | 2023-01-05 | 2023-01-06 | 15000 | 0 | Self-Install | Purchase
UNSEDG-08627 | 86409 | PV (Photovoltaic) | 4.745 | 8401 | Residential | Non-Incentive | 3 - Installed | 2023-02-15 | 2023-05-02 | 2023-07-07 | 35789.92 | 10000 | T & K Electric Company | Purchase
UNSEDG-08517 | 86409 | PV (Photovoltaic) | 6 | 10778 | Residential | Non-Incentive | 3 - Installed | 2023-01-06 | 2023-01-09 | 2023-03-29 | 18300 | 3660 | HAVASU SOLAR | Purchase
UNSEDG-08518 | 86401 | PV (Photovoltaic) | 5.6 | 9494 | Residential | Non-Incentive | 3 - Installed | 2023-01-06 | 2023-01-09 | 2023-03-27 | 32002.15 | 4000 | Southwest Electric, Inc. | Purchase
UNSEDG-08520 | 86406 | PV (Photovoltaic) | 12.4 | 22189 | Residential | Non-Incentive | 3 - Installed | 2023-01-09 | 2023-01-09 | 2023-03-01 | 33128 | 6625.6 | HAVASU SOLAR | Purchase
UNSEDG-08521 | 86413 | PV (Photovoltaic) | 11.2 | 20654 | Residential | Non-Incentive | 3 - Installed | 2023-01-09 | 2023-01-09 | 2023-03-08 | 45173 | 9034.6 | HAVASU SOLAR | Purchase
UNSEDG-08532 | 86441 | PV (Photovoltaic) | 9.6 | 17836 | Residential | Non-Incentive | 3 - Installed | 2023-01-13 | 2023-01-16 | 2023-04-07 | 69413 | 13882.6 | HAVASU SOLAR | Purchase
UNSEDG-08522 | 86426 | PV (Photovoltaic) | 11.48 | 18745 | Residential | Non-Incentive | 3 - Installed | 2023-01-09 | 2023-01-10 | 2023-04-05 | 38484 | 7696.8 | ESMAY ELECTRIC, INC. | Purchase
UNSEDG-08523 | 86413 | PV (Photovoltaic) | 7.8 | 13236 | Residential | Non-Incentive | 3 - Installed | 2023-01-09 | 2023-01-10 | 2023-03-27 | 36339.17 | 2000 | Icon Power | Purchase
UNSEDG-08551 | 86401 | PV (Photovoltaic) | 12.48 | 20838 | Residential | Non-Incentive | 3 - Installed | 2023-01-23 | 2023-02-13 | 2023-05-24 | 57958 | 0 | The Solar Exchange | Purchase
UNSEDG-08524 | 86404 | PV (Photovoltaic) | 17.2 | 32542 | Residential | Non-Incentive | 3 - Installed | 2023-01-09 | 2023-01-16 | 2023-02-08 | 44784 | 8956.8 | HAVASU SOLAR | Purchase
UNSEDG-08525 | 86401 | PV (Photovoltaic) | 13.6 | 24721 | Residential | Non-Incentive | 3 - Installed | 2023-01-09 | 2023-01-11 | 2023-02-24 | 36375 | 7275 | HAVASU SOLAR | Purchase
UNSEDG-08526 | 86401 | PV (Photovoltaic) | 6.8 | 13175 | Residential | Non-Incentive | 3 - Installed | 2023-01-09 | 2023-01-10 | 2023-03-07 | 19008 | 3801.6 | HAVASU SOLAR | Purchase
UNSEDG-08528 | 86404 | PV (Photovoltaic) | 50.4 | 94140 | Non-Residential | Non-Incentive | 3 - Installed | 2023-01-11 | 2023-05-09 | 2023-07-10 | 242000 | 48400 | HAVASU SOLAR | Purchase
UNSEDG-08536 | 86409 | PV (Photovoltaic) | 7.2 | 12506 | Residential | Non-Incentive | 3 - Installed | 2023-01-16 | 2023-01-16 | 2023-08-01 | 37432 | 2000 | Our World Energy | Purchase
UNSEDG-08552 | 86404 | PV (Photovoltaic) | 64 | 119715 | Non-Residential | Non-Incentive | 3 - Installed | 2023-01-23 | 2023-05-09 | 2023-07-11 | 242000 | 48400 | HAVASU SOLAR | Purchase
UNSEDG-08529 | 86401 | PV (Photovoltaic) | 6 | 9812 | Residential | Non-Incentive | 3 - Installed | 2023-01-11 | 2023-01-16 | 2023-02-09 | 16500 | 3300 | HAVASU SOLAR | Purchase
UNSEDG-08537 | 86409 | PV (Photovoltaic) | 9 | 16740 | Residential | Non-Incentive | 3 - Installed | 2023-01-16 | 2023-01-16 | 2023-05-09 | 44973.54 | 2000 | Our World Energy | Purchase
UNSEDG-08581 | 86409 | PV (Photovoltaic) | 11.85 | 17832 | Residential | Non-Incentive | 3 - Installed | 2023-01-30 | 2023-01-31 | 2023-05-12 | 48435 | 2500 | TITAN SOLAR POWER | Purchase
UNSEDG-08530 | 86409 | PV (Photovoltaic) | 12.8 | 19522 | Residential | Non-Incentive | 3 - Installed | 2023-01-12 | 2023-01-16 | 2023-03-09 | 38946 | 4000 | Southwest Electric, Inc. | Purchase
UNSEDG-08531 | 86409 | PV (Photovoltaic) | 15.6 | 29834 | Residential | Non-Incentive | 3 - Installed | 2023-01-13 | 2023-01-16 | 2023-08-02 | 54183 | 10836.6 | HAVASU SOLAR | Purchase
UNSEDG-08533 | 86406 | PV (Photovoltaic) | 11.2 | 18462 | Residential | Non-Incentive | 3 - Installed | 2023-01-13 | 2023-01-16 | 2023-02-22 | 30707 | 6141.4 | HAVASU SOLAR | Purchase
UNSEDG-08535 | 85621 | PV (Photovoltaic) | 3.15 | 5321 | Residential | Non-Incentive | 3 - Installed | 2023-01-13 | 2023-01-20 | 2023-02-24 | 4000 | 1500 | Self Install | Purchase
UNSEDG-08534 | 86406 | PV (Photovoltaic) | 9.6 | 17386 | Residential | Non-Incentive | 3 - Installed | 2023-01-13 | 2023-01-16 | 2023-02-13 | 23713 | 4742.6 | HAVASU SOLAR | Purchase
UNSEDG-08538 | 85648 | PV (Photovoltaic) | 4.8 | 8588 | Residential | Non-Incentive | 3 - Installed | 2023-01-16 | 2023-01-16 | 2023-04-20 | 24861.51 | 2000 | Icon Power | Purchase
UNSEDG-08583 | 86409 | PV (Photovoltaic) | 15.2 | 29362 | Residential | Non-Incentive | 3 - Installed | 2023-02-01 | 2023-02-06 | 2023-06-09 | 50400 | 10000 | Mohave Solar | Purchase
UNSEDG-08547 | 86401 | PV (Photovoltaic) | 9 | 15326 | Residential | Non-Incentive | 3 - Installed | 2023-01-23 | 2023-01-26 | 2023-06-08 | 56764 | 2000 | Our World Energy | Purchase
UNSEDG-08542 | 86406 | PV (Photovoltaic) | 13.12 | 24003 | Residential | Non-Incentive | 3 - Installed | 2023-01-19 | 2023-01-19 | 2023-04-10 | 37420 | 11226 | Streamline Solar Power Systems LLC | Purchase
UNSEDG-08543 | 86403 | PV (Photovoltaic) | 10.2 | 18148 | Residential | Non-Incentive | 3 - Installed | 2023-01-19 | 2023-02-07 | 2023-04-03 | 45300 | 9060 | ESMAY ELECTRIC, INC. | Lease
UNSEDG-08545 | 85648 | PV (Photovoltaic) | 6 | 9031 | Residential | Non-Incentive | 3 - Installed | 2023-01-19 | 2023-01-25 | 2023-04-27 | 73000 | 25000 | HAVASU SOLAR | Purchase
UNSEDG-08544 | 86404 | PV (Photovoltaic) | 15.725 | 28117 | Residential | Non-Incentive | 3 - Installed | 2023-01-19 | 2023-01-25 | 2023-04-13 | 51651 | 10330.2 | ESMAY ELECTRIC, INC. | Lease
UNSEDG-08561 | 86406 | PV (Photovoltaic) | 8.1 | 13895 | Residential | Non-Incentive | 3 - Installed | 2023-01-25 | 2023-01-30 | 2023-04-10 | 38436 | 2000 | Our World Energy | Purchase
UNSEDG-08546 | 86401 | PV (Photovoltaic) | 8 | 13495 | Residential | Non-Incentive | 3 - Installed | 2023-01-20 | 2023-01-25 | 2023-03-13 | 24852 | 4970.4 | HAVASU SOLAR | Purchase
UNSEDG-08548 | 86440 | PV (Photovoltaic) | 21.6 | 40603 | Residential | Non-Incentive | 3 - Installed | 2023-01-23 | 2023-01-30 | 2023-05-09 | 44200 | 13260 | Tri State Solar & Wind Corp. | Purchase
UNSEDG-08549 | 86406 | PV (Photovoltaic) | 13.6 | 23805 | Residential | Non-Incentive | 3 - Installed | 2023-01-23 | 2023-01-31 | 2023-03-15 | 50700 | 10140 | ESMAY ELECTRIC, INC. | Lease
UNSEDG-08553 | 86401 | PV (Photovoltaic) | 6 | 10001 | Residential | Non-Incentive | 3 - Installed | 2023-01-23 | 2023-01-31 | 2023-03-07 | 14821 | 2964.2 | HAVASU SOLAR | Purchase
UNSEDG-08672 | 86404 | PV (Photovoltaic) | 20 | 37763 | Residential | Non-Incentive | 3 - Installed | 2023-02-22 | 2023-03-03 | 2023-05-25 | 48000 | 10000 | Mohave Solar | Purchase
UNSEDG-08554 | 86413 | PV (Photovoltaic) | 16.4 | 27056 | Residential | Non-Incentive | 3 - Installed | 2023-01-24 | 2023-01-30 | 2023-03-15 | 44903 | 8980.6 | HAVASU SOLAR | Purchase
UNSEDG-08555 | 86406 | PV (Photovoltaic) | 21.2 | 37250 | Residential | Non-Incentive | 3 - Installed | 2023-01-24 | 2023-01-30 | 2023-02-20 | 55725 | 11145 | HAVASU SOLAR | Purchase
UNSEDG-08556 | 86409 | PV (Photovoltaic) | 6.8 | 12909 | Residential | Non-Incentive | 3 - Installed | 2023-01-24 | 2023-01-30 | 2023-04-03 | 21766 | 4000 | Southwest Electric, Inc. | Purchase
UNSEDG-08559 | 86401 | PV (Photovoltaic) | 9.62 | 15494 | Residential | Non-Incentive | 3 - Installed | 2023-01-25 | 2023-01-30 | 2023-05-30 | 28127 | 8438.1 | Sunup America | Purchase
UNSEDG-08563 | 86413 | PV (Photovoltaic) | 9.62 | 17711 | Residential | Non-Incentive | 3 - Installed | 2023-01-25 | 2023-01-30 | 2023-05-10 | 28997 | 8699.1 | SunUp America | Purchase
UNSEDG-08567 | 86403 | PV (Photovoltaic) | 5.92 | 9428 | Residential | Non-Incentive | 3 - Installed | 2023-01-25 | 2023-02-06 | 2023-04-19 | 18997 | 5699.1 | SunUp America | Purchase
UNSEDG-08562 | 86403 | PV (Photovoltaic) | 17.2 | 30914 | Residential | Non-Incentive | 3 - Installed | 2023-01-25 | 2023-01-30 | 2023-02-20 | 42678 | 8535.6 | HAVASU SOLAR | Purchase
UNSEDG-08566 | 86406 | PV (Photovoltaic) | 7.03 | 12625 | Residential | Non-Incentive | 3 - Installed | 2023-01-25 | 2023-01-30 | 2023-03-15 | 23987 | 7196.1 | SunUp America | Purchase
UNSEDG-08564 | 86403 | PV (Photovoltaic) | 13.2 | 24269 | Residential | Non-Incentive | 3 - Installed | 2023-01-25 | 2023-01-30 | 2023-02-20 | 33204 | 6640.8 | HAVASU SOLAR | Purchase
UNSEDG-08568 | 86406 | PV (Photovoltaic) | 10.8 | 19269 | Residential | Non-Incentive | 3 - Installed | 2023-01-25 | 2023-01-31 | 2023-03-08 | 39230 | 7846 | HAVASU SOLAR | Purchase
UNSEDG-08608 | 85648 | PV (Photovoltaic) | 9.875 | 17964 | Residential | Non-Incentive | 3 - Installed | 2023-02-08 | 2023-02-21 | 2023-05-03 | 48000 | 24000 | Solar Energy Consulting LLC | Purchase
UNSEDG-08569 | 86403 | PV (Photovoltaic) | 17.82 | 30759 | Residential | Non-Incentive | 3 - Installed | 2023-01-26 | 2023-01-31 | 2023-06-13 | 49000 | 14700 | SunUp America | Purchase
UNSEDG-08690 | 86413 | PV (Photovoltaic) | 5.4 | 8767 | Residential | Non-Incentive | 3 - Installed | 2023-02-24 | 2023-04-03 | 2023-09-06 | 26474 | 2000 | Our World Energy | Purchase
UNSEDG-08572 | 86403 | PV (Photovoltaic) | 11.84 | 18167 | Residential | Non-Incentive | 3 - Installed | 2023-01-26 | 2023-01-31 | 2023-04-17 | 35097 | 10529.1 | SunUp America | Purchase
UNSEDG-08573 | 86409 | PV (Photovoltaic) | 6 | 11025 | Residential | Non-Incentive | 3 - Installed | 2023-01-26 | 2023-01-31 | 2023-02-24 | 18420 | 3684 | HAVASU SOLAR | Purchase
UNSEDG-08574 | 86404 | PV (Photovoltaic) | 17.2 | 30120 | Residential | Non-Incentive | 3 - Installed | 2023-01-26 |  | 2023-04-04 | 43584 | 8716.8 | HAVASU SOLAR | Purchase
UNSEDG-08598 | 86429 | PV (Photovoltaic) | 8 | 14863 | Residential | Non-Incentive | 3 - Installed | 2023-02-07 | 2023-03-14 | 2023-09-28 | 37302 | 2500 | TITAN SOLAR POWER | Purchase
UNSEDG-08694 | 86403 | PV (Photovoltaic) | 20.5 | 38575 | Residential | Non-Incentive | 3 - Installed | 2023-02-27 | 2023-03-03 | 2023-07-10 | 55145 | 10000 | Mohave Solar | Purchase
UNSEDG-08575 | 86406 | PV (Photovoltaic) | 12.4 | 22485 | Residential | Non-Incentive | 3 - Installed | 2023-01-27 | 2023-02-06 | 2023-03-07 | 35255 | 7051 | HAVASU SOLAR | Purchase
UNSEDG-08576 | 86406 | PV (Photovoltaic) | 7.2 | 12987 | Residential | Non-Incentive | 3 - Installed | 2023-01-27 | 2023-01-31 | 2023-02-13 | 18284 | 3656.8 | HAVASU SOLAR | Purchase
UNSEDG-08577 | 86401 | PV (Photovoltaic) | 7.02 | 12520 | Residential | Non-Incentive | 3 - Installed | 2023-01-27 | 2023-01-31 | 2023-07-10 | 39449.5 | 2000 | Icon Power | Purchase
UNSEDG-08578 | 86406 | PV (Photovoltaic) | 12.4 | 21422 | Residential | Non-Incentive | 3 - Installed | 2023-01-27 | 2023-01-31 | 2023-02-23 | 31229 | 6245.8 | HAVASU SOLAR | Purchase
UNSEDG-08587 | 86401 | PV (Photovoltaic) | 9.75 | 17090 | Residential | Non-Incentive | 3 - Installed | 2023-02-01 | 2023-02-02 | 2023-05-03 | 44706.26 | 2000 | Icon Power | Purchase
UNSEDG-08580 | 86406 | PV (Photovoltaic) | 18 | 30209 | Residential | Non-Incentive | 3 - Installed | 2023-01-30 | 2023-02-06 | 2023-03-07 | 50178 | 10035.6 | HAVASU SOLAR | Purchase
UNSEDG-08611 | 86409 | PV (Photovoltaic) | 5.07 | 9872 | Residential | Non-Incentive | 3 - Installed | 2023-02-09 | 2023-03-03 | 2023-05-30 | 18000 | 2000 | Angle Solar | Purchase
UNSEDG-08612 | 86401 | PV (Photovoltaic) | 4.29 | 8351 | Residential | Non-Incentive | 3 - Installed | 2023-02-09 | 2023-02-21 | 2023-06-01 | 16000 | 1000 | Angle Solar | Purchase
UNSEDG-08610 | 86401 | PV (Photovoltaic) | 7.02 | 12553 | Residential | Non-Incentive | 3 - Installed | 2023-02-09 | 2023-03-03 | 2023-08-30 | 21000 | 2000 | Angle Solar | Purchase
UNSEDG-08635 | 86404 | PV (Photovoltaic) | 8.4 | 15861 | Residential | Non-Incentive | 3 - Installed | 2023-02-16 | 2023-03-09 | 2023-05-25 | 20484 | 10000 | Mohave Solar | Purchase
UNSEDG-08586 | 86401 | PV (Photovoltaic) | 9.75 | 19011 | Residential | Non-Incentive | 3 - Installed | 2023-02-01 | 2023-02-02 | 2023-03-28 | 49361.89 | 2000 | Icon Power | Purchase
UNSEDG-08588 | 86409 | PV (Photovoltaic) | 7.2 | 14312 | Residential | Non-Incentive | 3 - Installed | 2023-02-01 | 2023-02-06 | 2023-05-11 | 36608.3 | 2000 | Icon Power | Purchase
UNSEDG-08589 | 86406 | PV (Photovoltaic) | 13.02 | 22324 | Residential | Non-Incentive | 3 - Installed | 2023-02-02 | 2023-02-06 | 2023-04-03 | 43313 | 8662.6 | Esmay Electric, Inc. | Lease
UNSEDG-08591 | 86406 | PV (Photovoltaic) | 13.2 | 21952 | Residential | Non-Incentive | 3 - Installed | 2023-02-02 | 2023-02-06 | 2023-03-06 | 39427 | 7885.4 | HAVASU SOLAR | Purchase
UNSEDG-08593 | 86404 | PV (Photovoltaic) | 8 | 14156 | Residential | Non-Incentive | 3 - Installed | 2023-02-02 | 2023-02-06 | 2023-03-09 | 15367 | 5000 | Streamline Solar Power Systems, LLC | Purchase
UNSEDG-08594 | 86401 | PV (Photovoltaic) | 5.46 | 10628 | Residential | Non-Incentive | 3 - Installed | 2023-02-02 | 2023-02-06 | 2023-04-17 | 27817.97 | 2000 | Icon Power | Purchase
UNSEDG-08595 | 86401 | PV (Photovoltaic) | 8.19 | 16089 | Residential | Non-Incentive | 3 - Installed | 2023-02-02 | 2023-02-08 | 2023-03-29 | 41074.65 | 2000 | Icon Power | Purchase
UNSEDG-08596 | 86401 | PV (Photovoltaic) | 5.46 | 10478 | Residential | Non-Incentive | 3 - Installed | 2023-02-02 | 2023-03-13 | 2023-05-01 | 17949 | 2000 | Icon Power | Purchase
UNSEDG-08606 | 86401 | PV (Photovoltaic) | 4.5 | 6793 | Residential | Non-Incentive | 3 - Installed | 2023-02-08 | 2023-02-22 | 2023-05-09 | 20769 | 2000 | Our World Energy | Purchase
UNSEDG-08616 | 86401 | PV (Photovoltaic) | 6.4 | 11865 | Residential | Non-Incentive | 3 - Installed | 2023-02-13 | 2023-02-21 | 2023-05-09 | 37064.3 | 2500 | TITAN SOLAR POWER | Purchase
UNSEDG-08601 | 86401 | PV (Photovoltaic) | 11.31 | 20840 | Residential | Non-Incentive | 3 - Installed | 2023-02-07 | 2023-02-08 | 2023-04-07 | 51999 | 2000 | Icon Power | Purchase
UNSEDG-08597 | 86401 | PV (Photovoltaic) | 20 | 37179 | Residential | Non-Incentive | 3 - Installed | 2023-02-06 | 2023-02-08 | 2023-06-15 | 65000.58 | 4000 | Southwest Electric, Inc. | Purchase
UNSEDG-08599 | 86404 | PV (Photovoltaic) | 10.2 | 18426 | Residential | Non-Incentive | 3 - Installed | 2023-02-07 | 2023-02-08 | 2023-05-02 | 34260 | 6852 | ESMAY ELECTRIC, INC. | Purchase
UNSEDG-08600 | 86426 | PV (Photovoltaic) | 7.6 | 12132 | Residential | Non-Incentive | 3 - Installed | 2023-02-07 | 2023-03-16 | 2023-05-11 | 20000 | 3500 | Clear Circuit / Grace Fusion Power | Purchase
UNSEDG-08603 | 86406 | PV (Photovoltaic) | 14.4 | 27052 | Residential | Non-Incentive | 3 - Installed | 2023-02-08 | 2023-02-08 | 2023-03-10 | 41343 | 8268.6 | HAVASU SOLAR | Purchase
UNSEDG-08639 | 86403 | PV (Photovoltaic) | 12.87 | 22792 | Residential | Non-Incentive | 3 - Installed | 2023-02-16 | 2023-02-27 | 2023-05-05 | 79966.32 | 2000 | Our World Energy | Lease
UNSEDG-08617 | 86403 | PV (Photovoltaic) | 16 | 25456 | Residential | Non-Incentive | 3 - Installed | 2023-02-13 | 2023-02-23 | 2023-06-02 | 73185 | 2000 | Our World Energy | Lease
UNSEDG-08607 | 86406 | PV (Photovoltaic) | 10.8 | 19089 | Residential | Non-Incentive | 3 - Installed | 2023-02-08 |  | 2023-04-03 | 30353 | 6070.6 | HAVASU SOLAR | Purchase
UNSEDG-08622 | 86406 | PV (Photovoltaic) | 10.14 | 18156 | Residential | Non-Incentive | 3 - Installed | 2023-02-14 | 2023-02-23 | 2023-06-02 | 56811 | 2000 | Our World Energy | Lease
UNSEDG-08645 | 86403 | PV (Photovoltaic) | 14.82 | 24203 | Residential | Non-Incentive | 3 - Installed | 2023-02-17 | 2023-03-06 | 2023-06-02 | 90213 | 2000 | Our World Energy | Lease
UNSEDG-08613 | 86413 | PV (Photovoltaic) | 5.2 | 9913 | Residential | Non-Incentive | 3 - Installed | 2023-02-10 | 2023-03-24 | 2023-05-30 | 26404.38 | 2500 | Titan Solar Power | Purchase
UNSEDG-08625 | 86403 | PV (Photovoltaic) | 12.87 | 22289 | Residential | Non-Incentive | 3 - Installed | 2023-02-15 | 2023-02-23 | 2023-05-02 | 81040.32 | 2000 | Our World Energy | Lease
UNSEDG-08671 | 86406 | PV (Photovoltaic) | 13.12 | 24749 | Residential | Non-Incentive | 3 - Installed | 2023-02-22 | 2023-02-27 | 2023-04-03 | 37354 | 10000 | Mohave Solar | Purchase
UNSEDG-08614 | 86406 | PV (Photovoltaic) | 10.4 | 19499 | Residential | Non-Incentive | 3 - Installed | 2023-02-10 | 2023-02-21 | 2023-03-17 | 28849 | 5769.8 | HAVASU SOLAR | Purchase
UNSEDG-08615 | 86401 | PV (Photovoltaic) | 15.17 | 25710 | Residential | Non-Incentive | 3 - Installed | 2023-02-10 | 2023-02-22 | 2023-03-14 | 46999 | 14099.7 | Sun Up America | Lease
UNSEDG-08660 | 86406 | PV (Photovoltaic) | 12.09 | 21173 | Residential | Non-Incentive | 3 - Installed | 2023-02-21 | 2023-03-02 | 2023-06-02 | 66597 | 2000 | Our World Energy | Lease
UNSEDG-08665 | 86404 | PV (Photovoltaic) | 12.48 | 21301 | Residential | Non-Incentive | 3 - Installed | 2023-02-22 | 2023-03-01 | 2023-05-23 | 77280.12 | 2000 | Our World Energy | Lease
UNSEDG-08664 | 86406 | PV (Photovoltaic) | 11.31 | 19700 | Residential | Non-Incentive | 3 - Installed | 2023-02-21 | 2023-03-02 | 2023-05-11 | 61128 | 2000 | Our World Energy | Lease
UNSEDG-08618 | 86406 | PV (Photovoltaic) | 12.42 | 19511 | Residential | Non-Incentive | 3 - Installed | 2023-02-13 | 2023-02-22 | 2023-05-05 | 42000 | 12600 | Sun Up America | Lease
UNSEDG-08619 | 86401 | PV (Photovoltaic) | 11.47 | 19906 | Residential | Non-Incentive | 3 - Installed | 2023-02-13 | 2023-02-23 | 2023-04-04 | 31000 | 9300 | Sun Up America | Lease
UNSEDG-08620 | 85648 | PV (Photovoltaic) | 12.4 | 20361 | Residential | Non-Incentive | 3 - Installed | 2023-02-13 | 2023-03-02 | 2023-06-06 | 71212.29 | 4000 | Southwest Electric, Inc. | Purchase
UNSEDG-08650 | 86403 | PV (Photovoltaic) | 14.04 | 23644 | Residential | Non-Incentive | 3 - Installed | 2023-02-20 | 2023-03-01 | 2023-04-26 | 85786.68 | 2000 | Our World Energy | Lease
UNSEDG-08624 | 85621 | PV (Photovoltaic) | 6.8 | 10401 | Residential | Non-Incentive | 3 - Installed | 2023-02-14 | 2023-03-07 | 2023-10-02 | 30121.78 | 4000 | Southwest Electric, Inc. | Purchase
UNSEDG-08626 | 86404 | PV (Photovoltaic) | 11.52 | 19409 | Residential | Non-Incentive | 3 - Installed | 2023-02-24 | 2023-02-22 | 2023-05-24 | 37555.2 | 7511.1 | ESMAY ELECTRIC, INC. | Purchase
UNSEDG-08628 | 86401 | PV (Photovoltaic) | 10.8 | 17186 | Residential | Non-Incentive | 3 - Installed | 2023-02-15 | 2023-03-02 | 2023-04-25 | 49820 | 14946 | Sun Up America | Purchase
UNSEDG-08636 | 86404 | PV (Photovoltaic) | 8.4 | 15861 | Residential | Non-Incentive | 3 - Installed | 2023-02-16 | 2023-02-24 | 2023-05-25 | 20494 | 10000 | Mohave Solar | Purchase
UNSEDG-08629 | 86401 | PV (Photovoltaic) | 9.36 | 17119 | Residential | Non-Incentive | 3 - Installed | 2023-02-15 | 2023-03-07 | 2023-05-02 | 38272.6 | 2000 | Icon Power | Purchase
UNSEDG-08630 | 85621 | PV (Photovoltaic) | 6 | 10084 | Residential | Non-Incentive | 3 - Installed | 2023-02-15 | 2023-03-02 | 2023-05-18 | 26722.94 | 4000 | Southwest Electric, Inc. | Purchase
UNSEDG-08631 | 86403 | PV (Photovoltaic) | 13.365 | 25153 | Residential | Non-Incentive | 3 - Installed | 2023-02-15 | 2023-02-23 | 2023-04-06 | 33000 | 8000 | Streamline Solar Power Systems LLC | Purchase
UNSEDG-08632 | 86406 | PV (Photovoltaic) | 11.6 | 20285 | Residential | Non-Incentive | 3 - Installed | 2023-02-15 | 2023-02-22 | 2023-03-14 | 29753 | 5950.6 | HAVASU SOLAR | Purchase
UNSEDG-08692 | 86401 | PV (Photovoltaic) | 4.95 | 9257 | Residential | Non-Incentive | 3 - Installed | 2023-02-27 | 2023-03-06 | 2023-04-26 | 22278.3 | 2000 | Our World Energy | Purchase
UNSEDG-08633 | 86440 | PV (Photovoltaic) | 6.8 | 11235 | Residential | Non-Incentive | 3 - Installed | 2023-02-16 | 2023-04-06 | 2023-09-20 | 38969.51 | 2500 | TITAN SOLAR POWER | Purchase
UNSEDG-08634 | 86440 | PV (Photovoltaic) | 5.6 | 10061 | Residential | Non-Incentive | 3 - Installed | 2023-02-16 | 2023-03-15 | 2023-08-18 | 34249.92 | 2500 | TITAN SOLAR POWER | Purchase
UNSEDG-08683 | 86406 | PV (Photovoltaic) | 18.45 | 34804 | Residential | Non-Incentive | 3 - Installed | 2023-02-24 | 2023-03-01 | 2023-04-03 | 50000 | 10000 | Mohave Solar | Purchase
UNSEDG-08637 | 86406 | PV (Photovoltaic) | 6.4 | 11760 | Residential | Non-Incentive | 3 - Installed | 2023-02-16 | 2023-02-24 | 2023-03-27 | 16289 | 3257.8 | HAVASU SOLAR | Purchase
UNSEDG-08697 | 86406 | PV (Photovoltaic) | 12.48 | 21502 | Residential | Non-Incentive | 3 - Installed | 2023-02-27 | 2023-03-06 | 2023-06-02 | 74599.4 | 2000 | Our World Energy | Lease
UNSEDG-08654 | 86413 | PV (Photovoltaic) | 7.65 | 12868 | Residential | Non-Incentive | 3 - Installed | 2023-02-21 | 2023-02-27 | 2023-05-10 | 31539.29 | 2000 | Our World Energy | Purchase
UNSEDG-08642 | 86406 | PV (Photovoltaic) | 7.56 | 13116 | Residential | Non-Incentive | 3 - Installed | 2023-02-16 | 2023-02-24 | 2023-03-24 | 24086 | 4817.2 | Esmay Electric, Inc. | Purchase
UNSEDG-08641 | 86401 | PV (Photovoltaic) | 9.25 | 15571 | Residential | Non-Incentive | 3 - Installed | 2023-02-16 | 2023-02-24 | 2023-06-12 | 35999 | 10799.7 | Sun Up America | Purchase
UNSEDG-08640 | 86403 | PV (Photovoltaic) | 20.4 | 38649 | Residential | Non-Incentive | 3 - Installed | 2023-02-16 | 2023-02-24 | 2023-04-25 | 54866 | 10973.2 | HAVASU SOLAR | Purchase
UNSEDG-08677 | 86403 | PV (Photovoltaic) | 20.28 | 32867 | Residential | Non-Incentive | 3 - Installed | 2023-02-23 | 2023-03-07 | 2023-12-21 | 86187 | 2000 | Our World Energy | Lease
UNSEDG-08643 | 86403 | PV (Photovoltaic) | 16.8 | 30653 | Residential | Non-Incentive | 3 - Installed | 2023-02-16 | 2023-02-24 | 2023-04-04 | 74446 | 14889.2 | HAVASU SOLAR | Purchase
UNSEDG-08646 | 86404 | PV (Photovoltaic) | 5.2 | 9678 | Residential | Non-Incentive | 3 - Installed | 2023-02-17 |  | 2023-04-11 | 15245 | 3049 | HAVASU SOLAR | Purchase
UNSEDG-08695 | 86403 | PV (Photovoltaic) | 9 | 15182 | Residential | Non-Incentive | 3 - Installed | 2023-02-27 | 2023-03-06 | 2023-04-19 | 47603.63 | 2000 | Our World Energy | Purchase
UNSEDG-08676 | 86401 | PV (Photovoltaic) | 9 | 14574 | Residential | Non-Incentive | 3 - Installed | 2023-02-23 | 2023-03-20 | 2023-05-25 | 35014.01 | 2000 | Our World Energy | Purchase
UNSEDG-08673 | 86403 | PV (Photovoltaic) | 17.55 | 30196 | Residential | Non-Incentive | 3 - Installed | 2023-02-22 | 2023-03-07 | 2023-07-18 | 89484.84 | 2000 | Our World Energy | Lease
UNSEDG-08647 | 86404 | PV (Photovoltaic) | 6 | 11312 | Residential | Non-Incentive | 3 - Installed | 2023-02-17 | 2023-02-24 | 2023-06-05 | 24820 | 4964 | HAVASU SOLAR | Purchase
UNSEDG-08716 | 86413 | PV (Photovoltaic) | 13.26 | 22589 | Residential | Non-Incentive | 3 - Installed | 2023-03-02 | 2023-03-13 | 2023-08-24 | 69900 | 2000 | Our World Energy | Lease
UNSEDG-08674 | 86401 | PV (Photovoltaic) | 6.24 | 10959 | Residential | Non-Incentive | 3 - Installed | 2023-02-23 | 2023-03-02 | 2023-05-30 | 31795.24 | 2000 | Our World Energy | Purchase
UNSEDG-08696 | 86406 | PV (Photovoltaic) | 14.04 | 26330 | Residential | Non-Incentive | 3 - Installed | 2023-02-27 | 2023-03-13 | 2023-04-25 | 85225.16 | 2000 | Our World Energy | Lease
UNSEDG-08675 | 86401 | PV (Photovoltaic) | 7.41 | 12319 | Residential | Non-Incentive | 3 - Installed | 2023-02-23 | 2023-03-02 | 2023-04-14 | 44289 | 2000 | Our World Energy | Lease
UNSEDG-08709 | 86401 | PV (Photovoltaic) | 9.45 | 17675 | Residential | Non-Incentive | 3 - Installed | 2023-03-01 | 2023-03-07 | 2023-07-25 | 43690.48 | 2000 | Our World Energy | Purchase
UNSEDG-08715 | 86413 | PV (Photovoltaic) | 6.63 | 11421 | Residential | Non-Incentive | 3 - Installed | 2023-03-02 | 2023-03-13 | 2023-08-02 | 34200 | 2000 | Our World Energy | Lease
UNSEDG-08743 | 86409 | PV (Photovoltaic) | 10.8 | 20146 | Residential | Non-Incentive | 3 - Installed | 2023-03-06 | 2023-03-13 | 2023-05-11 | 44470.08 | 2000 | Our World Energy | Purchase
UNSEDG-08747 | 86401 | PV (Photovoltaic) | 10.14 | 16828 | Residential | Non-Incentive | 3 - Installed | 2023-03-07 | 2023-03-10 | 2023-05-30 | 42605.04 | 2000 | Our World Energy | Purchase
UNSEDG-08649 | 86413 | PV (Photovoltaic) | 16 | 27906 | Residential | Non-Incentive | 3 - Installed | 2023-02-20 | 2023-02-24 | 2023-05-17 | 44578 | 8915.6 | HAVASU SOLAR | Purchase
UNSEDG-08652 | 86409 | PV (Photovoltaic) | 15.17 | 24308 | Residential | Non-Incentive | 3 - Installed | 2023-02-20 | 2023-02-27 | 2023-05-24 | 55092 | 16527.6 | Sun Up America | Lease
UNSEDG-08710 | 86401 | PV (Photovoltaic) | 4.05 | 7319 | Residential | Non-Incentive | 3 - Installed | 2023-03-01 | 2023-03-07 | 2023-04-25 | 18265.64 | 2000 | Our World Energy | Purchase
UNSEDG-08651 | 86409 | PV (Photovoltaic) | 16.4 | 28959 | Residential | Non-Incentive | 3 - Installed | 2023-02-20 | 2023-02-28 | 2023-04-25 | 42108 | 8421.6 | HAVASU SOLAR | Purchase
UNSEDG-08653 | 86403 | PV (Photovoltaic) | 15.2 | 27324 | Residential | Non-Incentive | 3 - Installed | 2023-02-20 | 2023-02-24 | 2023-04-04 | 43938 | 8787.6 | HAVASU SOLAR | Purchase
UNSEDG-08719 | 86401 | PV (Photovoltaic) | 11.25 | 19140 | Residential | Non-Incentive | 3 - Installed | 2023-03-03 | 2023-03-29 | 2023-06-29 | 47327.26 | 2000 | Our World Energy | Purchase
UNSEDG-08702 | 86401 | PV (Photovoltaic) | 14.85 | 26519 | Residential | Non-Incentive | 3 - Installed | 2023-02-28 | 2023-03-06 | 2023-08-30 | 69611.38 | 2000 | Our World Energy | Purchase
UNSEDG-08656 | 85621 | PV (Photovoltaic) | 8.51 | 14217 | Residential | Non-Incentive | 3 - Installed | 2023-02-21 | 2023-02-28 | 2023-07-20 | 46805 | 2340 | SOLAR PROS ELECTRIC LLC | Purchase
UNSEDG-08748 | 86401 | PV (Photovoltaic) | 6.32 | 10472 | Residential | Non-Incentive | 3 - Installed | 2023-03-07 | 2023-03-13 | 2023-04-14 | 18300 | 1000 | Angle Solar | Purchase
UNSEDG-08657 | 86403 | PV (Photovoltaic) | 10.73 | 20621 | Residential | Non-Incentive | 3 - Installed | 2023-02-21 | 2023-02-28 | 2023-05-18 | 50000 | 2500 | VECTOR ENERGY LLC DBA FUSION POWER CO | Purchase
UNSEDG-08661 | 86404 | PV (Photovoltaic) | 19.8 | 33327 | Residential | Non-Incentive | 3 - Installed | 2023-02-21 | 2023-03-02 | 2023-06-09 | 67420 | 2000 | Our World Energy | Purchase
UNSEDG-08658 | 86401 | PV (Photovoltaic) | 9.75 | 12849 | Residential | Non-Incentive | 3 - Installed | 2023-02-21 | 2023-03-09 | 2023-04-28 | 47441.02 | 2000 | Icon Power | Purchase
UNSEDG-08662 | 86413 | PV (Photovoltaic) | 8.14 | 13740 | Residential | Non-Incentive | 3 - Installed | 2023-02-21 | 2023-03-16 | 2023-05-02 | 29999 | 8999.7 | Sun Up America | Purchase
UNSEDG-08659 | 86406 | PV (Photovoltaic) | 7.6 | 12816 | Residential | Non-Incentive | 3 - Installed | 2023-02-21 |  | 2023-03-28 | 18772 | 3754.4 | HAVASU SOLAR | Purchase
UNSEDG-08663 | 86404 | PV (Photovoltaic) | 5.55 | 10334 | Residential | Non-Incentive | 3 - Installed | 2023-02-21 | 2023-03-06 | 2023-04-04 | 23448 | 7034.4 | Sun Up America | Purchase
UNSEDG-08773 | 86413 | PV (Photovoltaic) | 13.65 | 24538 | Residential | Non-Incentive | 3 - Installed | 2023-03-10 | 2023-03-15 | 2023-08-14 | 81162 | 2000 | Our World Energy | Lease
UNSEDG-08691 | 86401 | PV (Photovoltaic) | 7.2 | 11697 | Residential | Non-Incentive | 3 - Installed | 2023-02-27 | 2023-03-06 | 2023-04-17 | 29416.01 | 2000 | Our World Energy | Purchase
UNSEDG-08732 | 86438 | PV (Photovoltaic) | 6.3 | 11082 | Residential | Non-Incentive | 3 - Installed | 2023-03-06 | 2023-03-08 | 2023-06-14 | 34001.54 | 2000 | Our World Energy | Purchase
UNSEDG-08667 | 86406 | PV (Photovoltaic) | 9.72 | 16731 | Residential | Non-Incentive | 3 - Installed | 2023-02-22 | 2023-02-27 | 2023-04-11 | 31960 | 6392 | ESMAY ELECTRIC, INC. | Purchase
UNSEDG-08737 | 85648 | PV (Photovoltaic) | 4.5 | 7996 | Residential | Non-Incentive | 3 - Installed | 2023-03-06 | 2023-03-09 | 2023-05-03 | 13500 | 2000 | Our World Energy | Purchase
UNSEDG-08685 | 86404 | PV (Photovoltaic) | 11.48 | 21656 | Residential | Non-Incentive | 3 - Installed | 2023-02-24 | 2023-03-01 | 2023-04-04 | 32677 | 10000 | Mohave Solar | Purchase
UNSEDG-08668 | 86403 | PV (Photovoltaic) | 6.8 | 12661 | Residential | Non-Incentive | 3 - Installed | 2023-02-22 | 2023-02-28 | 2023-03-29 | 16796 | 3359.2 | HAVASU SOLAR | Purchase
UNSEDG-08669 | 86406 | PV (Photovoltaic) | 8.8 | 16236 | Residential | Non-Incentive | 3 - Installed | 2023-02-22 | 2023-02-28 | 2023-04-10 | 21736 | 4347.2 | HAVASU SOLAR | Purchase
UNSEDG-08670 | 86403 | PV (Photovoltaic) | 11.6 | 20865 | Residential | Non-Incentive | 3 - Installed | 2023-02-22 | 2023-02-27 | 2023-04-05 | 42470 | 8494 | HAVASU SOLAR | Purchase
UNSEDG-08727 | 86406 | PV (Photovoltaic) | 25.65 | 43407 | Residential | Non-Incentive | 3 - Installed | 2023-03-06 | 2023-03-13 | 2023-06-28 | 113006.49 | 2000 | Our World Energy | Purchase
UNSEDG-08768 | 86409 | PV (Photovoltaic) | 7.41 | 13940 | Residential | Non-Incentive | 3 - Installed | 2023-03-09 | 2023-03-13 | 2023-04-25 | 43905 | 2000 | Our World Energy | Lease
UNSEDG-08742 | 86401 | PV (Photovoltaic) | 10.14 | 18211 | Residential | Non-Incentive | 3 - Installed | 2023-03-06 | 2023-03-10 | 2023-06-06 | 60600 | 2000 | Our World Energy | Lease
UNSEDG-08755 | 86413 | PV (Photovoltaic) | 4.95 | 7798 | Residential | Non-Incentive | 3 - Installed | 2023-03-08 | 2023-03-10 | 2023-08-18 | 45051.35 | 2000 | Our World Energy | Purchase
UNSEDG-08738 | 86401 | PV (Photovoltaic) | 13.95 | 22862 | Residential | Non-Incentive | 3 - Installed | 2023-03-06 | 2023-03-09 | 2023-06-06 | 54170.87 | 2000 | Our World Energy | Purchase
UNSEDG-08682 | 85648 | PV (Photovoltaic) | 10.14 | 18733 | Residential | Non-Incentive | 3 - Installed | 2023-02-24 | 2023-03-07 | 2023-04-14 | 48415.94 | 2000 | ICON POWER | Purchase
UNSEDG-08679 | 86406 | PV (Photovoltaic) | 8.75 | 15978 | Residential | Non-Incentive | 3 - Installed | 2023-02-23 | 2023-03-13 | 2023-06-09 | 34964.1 | 17482.05 | Mr Sunshine Solar LLC | Purchase
UNSEDG-08678 | 86406 | PV (Photovoltaic) | 8.64 | 14668 | Residential | Non-Incentive | 3 - Installed | 2023-02-23 | 2023-03-01 | 2023-04-10 | 29884 | 5976.8 | ESMAY ELECTRIC, INC. | Purchase
UNSEDG-08680 | 86404 | PV (Photovoltaic) | 9.2 | 16880 | Residential | Non-Incentive | 3 - Installed | 2023-02-23 | 2023-03-01 | 2023-05-09 | 50923 | 10184.6 | HAVASU SOLAR | Purchase
UNSEDG-08684 | 86401 | PV (Photovoltaic) | 11.25 | 18973 | Residential | Non-Incentive | 3 - Installed | 2023-02-24 | 2023-03-07 | 2023-07-17 | 42988 | 2000 | Our World Energy | Purchase
UNSEDG-08688 | 86409 | PV (Photovoltaic) | 7.41 | 13238 | Residential | Non-Incentive | 3 - Installed | 2023-02-24 | 2023-03-06 | 2023-04-25 | 40500 | 2000 | Our World Energy | Lease
UNSEDG-08820 | 86409 | PV (Photovoltaic) | 4.95 | 8138 | Residential | Non-Incentive | 3 - Installed | 2023-03-17 | 2023-03-29 | 2023-05-05 | 20428.98 | 2000 | Our World Energy | Purchase
UNSEDG-08689 | 86406 | PV (Photovoltaic) | 6 | 10727 | Residential | Non-Incentive | 3 - Installed | 2023-02-24 | 2023-03-03 | 2023-04-20 | 14821 | 2964.2 | HAVASU SOLAR | Purchase
UNSEDG-08693 | 85648 | PV (Photovoltaic) | 10 | 17360 | Residential | Non-Incentive | 3 - Installed | 2023-02-27 | 2023-04-05 | 2023-12-07 | 54600 | 16380 | Saguaro Solar Electric | Purchase
UNSEDG-08735 | 86409 | PV (Photovoltaic) | 10.8 | 20048 | Residential | Non-Incentive | 3 - Installed | 2023-03-06 | 2023-04-10 | 2023-07-10 | 30240 | 2000 | Our World Energy | Purchase
UNSEDG-08744 | 86409 | PV (Photovoltaic) | 9.45 | 15690 | Residential | Non-Incentive | 3 - Installed | 2023-03-06 | 2023-03-10 | 2023-07-26 | 50835.32 | 2000 | Our World Energy | Purchase
UNSEDG-08736 | 86413 | PV (Photovoltaic) | 7.41 | 12949 | Residential | Non-Incentive | 3 - Installed | 2023-03-06 | 2023-03-13 | 2023-06-28 | 47645.04 | 2000 | Our World Energy | Lease
UNSEDG-08728 | 86409 | PV (Photovoltaic) | 17.94 | 32324 | Residential | Non-Incentive | 3 - Installed | 2023-03-06 | 2023-03-13 | 2023-08-04 | 97800 | 2000 | Our World Energy | Lease
UNSEDG-08785 | 86401 | PV (Photovoltaic) | 66.5 | 120341 | Non-Residential | Non-Incentive | 3 - Installed | 2023-03-13 |  | 2024-04-26 | 180000 | 40000 | Angle Solar | Purchase
UNSEDG-08764 | 86409 | PV (Photovoltaic) | 8.97 | 16011 | Residential | Non-Incentive | 3 - Installed | 2023-03-09 | 2023-03-15 | 2023-08-22 | 54632.04 | 2000 | Our World Energy | Lease
UNSEDG-08706 | 86406 | PV (Photovoltaic) | 16.8 | 30095 | Residential | Non-Incentive | 3 - Installed | 2023-02-28 | 2023-03-03 | 2023-04-20 | 59140 | 11828 | HAVASU SOLAR | Purchase
UNSEDG-08848 | 85621 | PV (Photovoltaic) | 7.6 | 12177 | Residential | Non-Incentive | 3 - Installed | 2023-03-23 | 2023-03-30 | 2023-12-06 | 37715 | 7543 | ADT Solar LLC | Purchase
UNSEDG-08729 | 86401 | PV (Photovoltaic) | 9.9 | 16066 | Residential | Non-Incentive | 3 - Installed | 2023-03-06 | 2023-03-13 | 2023-05-03 | 40122.57 | 2000 | Our World Energy | Purchase
UNSEDG-08746 | 86401 | PV (Photovoltaic) | 4.05 | 7575 | Residential | Non-Incentive | 3 - Installed | 2023-03-07 | 2023-03-13 | 2023-06-23 | 22673 | 2000 | Our World Energy | Purchase
UNSEDG-08708 | 86403 | PV (Photovoltaic) | 10.4 | 18222 | Residential | Non-Incentive | 3 - Installed | 2023-03-01 | 2023-03-15 | 2023-08-21 | 49765.32 | 2500 | TITAN SOLAR POWER | Purchase
UNSEDG-08751 | 86403 | PV (Photovoltaic) | 15.99 | 30282 | Residential | Non-Incentive | 3 - Installed | 2023-03-07 | 2023-04-13 | 2023-07-14 | 56857.51 | 2500 | VECTOR ENERGY LLC DBA FUSION POWER CO | Lease
UNSEDG-08700 | 86406 | PV (Photovoltaic) | 9.2 | 17457 | Residential | Non-Incentive | 3 - Installed | 2023-02-28 | 2023-03-07 | 2023-05-25 | 29440 | 2500 | VECTOR ENERGY LLC DBA FUSION POWER CO | Purchase
UNSEDG-08701 | 86406 | PV (Photovoltaic) | 20 | 37688 | Residential | Non-Incentive | 3 - Installed | 2023-02-28 | 2023-03-03 | 2023-12-01 | 55800 | 10000 | Mohave Solar | Purchase
UNSEDG-08703 | 86406 | PV (Photovoltaic) | 13.175 | 23796 | Residential | Non-Incentive | 3 - Installed | 2023-02-28 | 2023-03-03 | 2023-04-26 | 44801.25 | 8960.25 | ESMAY ELECTRIC, INC. | Lease
UNSEDG-08704 | 86406 | PV (Photovoltaic) | 9.36 | 16150 | Residential | Non-Incentive | 3 - Installed | 2023-02-28 | 2023-03-03 | 2023-05-03 | 28380 | 5676 | ESMAY ELECTRIC, INC. | Purchase
UNSEDG-08745 | 86403 | PV (Photovoltaic) | 9.45 | 16483 | Residential | Non-Incentive | 3 - Installed | 2023-03-06 | 2023-04-13 | 2023-07-28 | 47250 | 2000 | Our World Energy | Purchase
UNSEDG-08731 | 86409 | PV (Photovoltaic) | 12.09 | 22164 | Residential | Non-Incentive | 3 - Installed | 2023-03-06 | 2023-03-13 | 2023-07-14 | 63897 | 2000 | Our World Energy | Lease
UNSEDG-08749 | 86409 | PV (Photovoltaic) | 13.26 | 24071 | Residential | Non-Incentive | 3 - Installed | 2023-03-07 | 2023-03-10 | 2023-07-31 | 56647.99 | 2000 | Our World Energy | Purchase
UNSEDG-08705 | 85648 | PV (Photovoltaic) | 13.6 | 21290 | Residential | Non-Incentive | 3 - Installed | 2023-02-28 | 2023-06-07 | 2024-05-06 | 64489.27 | 5000 | On Point Solar Power | Purchase
UNSEDG-08707 | 86406 | PV (Photovoltaic) | 5.2 | 9244 | Residential | Non-Incentive | 3 - Installed | 2023-02-28 | 2023-03-03 | 2023-04-14 | 59140 | 11828 | HAVASU SOLAR | Purchase
UNSEDG-08753 | 86409 | PV (Photovoltaic) | 8.19 | 16043 | Residential | Non-Incentive | 3 - Installed | 2023-03-07 | 2023-03-09 | 2023-07-03 | 52146 | 2000 | Our World Energy | Lease
UNSEDG-08711 | 85648 | PV (Photovoltaic) | 9.75 | 17046 | Residential | Non-Incentive | 3 - Installed | 2023-03-01 | 2023-03-07 | 2023-06-22 | 45999 | 2000 | Icon Power | Purchase
UNSEDG-08712 | 86404 | PV (Photovoltaic) | 8.14 | 15416 | Residential | Non-Incentive | 3 - Installed | 2023-03-01 | 2023-03-29 | 2023-06-08 | 36004.45 | 2500 | VECTOR ENERGY LLC DBA FUSION POWER CO | Purchase
UNSEDG-08757 | 86413 | PV (Photovoltaic) | 5.4 | 9230 | Residential | Non-Incentive | 3 - Installed | 2023-03-08 | 2023-03-13 | 2023-07-26 | 22434.37 | 2000 | Our World Energy | Purchase
UNSEDG-08713 | 86413 | PV (Photovoltaic) | 4.05 | 6800 | Residential | Non-Incentive | 3 - Installed | 2023-03-01 | 2023-04-03 | 2023-08-02 | 17942.73 | 2000 | Our World Energy | Purchase
UNSEDG-08714 | 86406 | PV (Photovoltaic) | 7.03 | 13199 | Residential | Non-Incentive | 3 - Installed | 2023-03-01 | 2023-04-06 | 2023-06-08 | 29512.25 | 2500 | VECTOR ENERGY LLC DBA FUSION POWER CO | Purchase
UNSEDG-08726 | 85648 | PV (Photovoltaic) | 8.8 | 15254 | Residential | Non-Incentive | 3 - Installed | 2023-03-06 | 2023-03-09 | 2023-05-03 | 43842.32 | 2500 | TITAN SOLAR POWER | Purchase
UNSEDG-08717 | 85648 | PV (Photovoltaic) | 5.07 | 8560 | Residential | Non-Incentive | 3 - Installed | 2023-03-02 | 2023-04-04 | 2024-06-10 | 36500 | 3650 | Big Star Builders | Purchase
UNSEDG-08721 | 85621 | PV (Photovoltaic) | 7.77 | 14374 | Residential | Non-Incentive | 3 - Installed | 2023-03-03 | 2023-03-13 | 2023-05-12 | 32245 | 1612 | Solar Pros Electric LLC | Purchase
UNSEDG-08725 | 86409 | PV (Photovoltaic) | 11.6 | 19137 | Residential | Non-Incentive | 3 - Installed | 2023-03-06 | 2023-03-15 | 2023-07-11 | 57496.22 | 2500 | Freedom Forever INC | Purchase
UNSEDG-08722 | 86403 | PV (Photovoltaic) | 9.6 | 17903 | Residential | Non-Incentive | 3 - Installed | 2023-03-03 | 2023-03-09 | 2023-04-10 | 25933 | 5186.6 | HAVASU SOLAR | Purchase
UNSEDG-08741 | 85648 | PV (Photovoltaic) | 10.64 | 18981 | Residential | Non-Incentive | 3 - Installed | 2023-03-06 | 2023-03-24 | 2023-07-20 | 26460 | 7938 | SAGUARO SOLAR ELECTRIC | Purchase
UNSEDG-08723 | 86409 | PV (Photovoltaic) | 17.16 | 28563 | Residential | Non-Incentive | 3 - Installed | 2023-03-03 | 2023-03-09 | 2023-06-22 | 87300 | 2000 | Our World Energy | Lease
UNSEDG-08750 | 86406 | PV (Photovoltaic) | 11.48 | 21099 | Residential | Non-Incentive | 3 - Installed | 2023-03-07 | 2023-03-10 | 2023-04-28 | 32677 | 10000 | Mohave Solar | Purchase
UNSEDG-08762 | 86409 | PV (Photovoltaic) | 17.55 | 28773 | Residential | Non-Incentive | 3 - Installed | 2023-03-09 | 2023-03-13 | 2023-06-08 | 72752 | 2000 | Our World Energy | Purchase
UNSEDG-08733 | 86403 | PV (Photovoltaic) | 15.725 | 27918 | Residential | Non-Incentive | 3 - Installed | 2023-03-06 | 2023-03-08 | 2023-04-26 | 51219.25 | 10243.85 | ESMAY ELECTRIC, INC. | Lease
UNSEDG-08739 | 86403 | PV (Photovoltaic) | 10.8 | 15263 | Residential | Non-Incentive | 3 - Installed | 2023-03-06 | 2023-03-13 | 2023-04-28 | 37574 | 7514.8 | HAVASU SOLAR | Purchase
UNSEDG-08740 | 86403 | PV (Photovoltaic) | 14.4 | 24246 | Residential | Non-Incentive | 3 - Installed | 2023-03-06 | 2023-03-10 | 2023-04-17 | 40187 | 8037.4 | HAVASU SOLAR | Purchase
UNSEDG-08779 | 86401 | PV (Photovoltaic) | 4.95 | 8333 | Residential | Non-Incentive | 3 - Installed | 2023-03-10 | 2023-03-15 | 2023-07-07 | 20588.7 | 2000 | Our World Energy | Purchase
UNSEDG-08885 | 86406 | PV (Photovoltaic) | 9.02 | 17015 | Residential | Non-Incentive | 3 - Installed | 2023-03-28 | 2023-03-29 | 2023-04-25 | 25000 | 10000 | Mohave Solar | Purchase
UNSEDG-08777 | 86406 | PV (Photovoltaic) | 12.48 | 21048 | Residential | Non-Incentive | 3 - Installed | 2023-03-10 | 2023-04-24 | 2023-08-07 | 65672.69 | 2000 | Our World Energy | Purchase
UNSEDG-08752 | 86413 | PV (Photovoltaic) | 6.66 | 12802 | Residential | Non-Incentive | 3 - Installed | 2023-03-07 | 2023-03-10 | 2023-05-10 | 23445 | 7033.5 | Sun Up America | Purchase
UNSEDG-08756 | 86413 | PV (Photovoltaic) | 9.6 | 18422 | Residential | Non-Incentive | 3 - Installed | 2023-03-08 | 2023-03-15 | 2023-08-02 | 28133 | 5626.6 | HAVASU SOLAR | Purchase
UNSEDG-08853 | 85621 | PV (Photovoltaic) | 3.6 | 5761 | Residential | Non-Incentive | 3 - Installed | 2023-03-23 | 2023-03-29 | 2023-12-27 | 47814.12 | 13661.12 | INDEPENDENT SOLAR | Purchase
UNSEDG-08758 | 85648 | PV (Photovoltaic) | 6.4 | 12149 | Residential | Non-Incentive | 3 - Installed | 2023-03-09 | 2023-03-24 | 2023-07-05 | 37303.85 | 2500 | TITAN SOLAR POWER | Purchase
UNSEDG-08759 | 86404 | PV (Photovoltaic) | 5.4 | 10150 | Residential | Non-Incentive | 3 - Installed | 2023-03-09 | 2023-03-13 | 2023-05-25 | 17095 | 2500 | VECTOR ENERGY LLC DBA FUSION POWER CO | Purchase
UNSEDG-08761 | 86403 | PV (Photovoltaic) | 7.56 | 13116 | Residential | Non-Incentive | 3 - Installed | 2023-03-09 | 2023-03-13 | 2023-05-01 | 25480 | 5096 | ESMAY ELECTRIC, INC. | Purchase
UNSEDG-08765 | 86404 | PV (Photovoltaic) | 10.2 | 17442 | Residential | Non-Incentive | 3 - Installed | 2023-03-09 | 2023-03-13 | 2023-05-23 | 33960 | 6792 | ESMAY ELECTRIC, INC. | Lease
UNSEDG-08766 | 86413 | PV (Photovoltaic) | 6 | 10097 | Residential | Non-Incentive | 3 - Installed | 2023-03-09 | 2023-03-13 | 2023-12-01 | 29453 | 5890.6 | HAVASU SOLAR | Purchase
UNSEDG-08767 | 86409 | PV (Photovoltaic) | 11.6 | 20985 | Residential | Non-Incentive | 3 - Installed | 2023-03-09 | 2023-03-13 | 2023-05-09 | 29253 | 5850.6 | HAVASU SOLAR | Purchase
UNSEDG-08769 | 86409 | PV (Photovoltaic) | 7.03 | 11901 | Residential | Non-Incentive | 3 - Installed | 2023-03-09 | 2023-03-13 | 2023-07-07 | 28995 | 8698.5 | Sun Up America | Purchase
UNSEDG-08770 | 85648 | PV (Photovoltaic) | 4.8 | 8956 | Residential | Non-Incentive | 3 - Installed | 2023-03-10 | 2023-03-24 | 2023-07-07 | 26679.51 | 2500 | TITAN SOLAR POWER | Purchase
UNSEDG-08771 | 86406 | PV (Photovoltaic) | 9.99 | 16934 | Residential | Non-Incentive | 3 - Installed | 2023-03-10 | 2023-03-16 | 2023-05-10 | 24000 | 7000 | Streamline Solar Power Systems LLC | Purchase
UNSEDG-08772 | 86401 | PV (Photovoltaic) | 12.8 | 21241 | Residential | Non-Incentive | 3 - Installed | 2023-03-10 | 2023-04-10 | 2023-08-22 | 57500 | 2500 | Freedom Forever | Purchase
UNSEDG-08778 | 86403 | PV (Photovoltaic) | 10.8 | 17967 | Residential | Non-Incentive | 3 - Installed | 2023-03-10 | 2023-03-15 | 2023-05-01 | 30000 | 2000 | Our World Energy | Purchase
UNSEDG-08774 | 86401 | PV (Photovoltaic) | 15.6 | 29652 | Residential | Non-Incentive | 3 - Installed | 2023-03-10 | 2023-03-13 | 2023-06-22 | 87738 | 2000 | Our World Energy | Lease
UNSEDG-08775 | 86413 | PV (Photovoltaic) | 6.3 | 10358 | Residential | Non-Incentive | 3 - Installed | 2023-03-10 | 2023-03-15 | 2023-06-14 | 37215.59 | 2000 | Our World Energy | Purchase
UNSEDG-08786 | 85648 | PV (Photovoltaic) | 12.4 | 22751 | Residential | Non-Incentive | 3 - Installed | 2023-03-14 | 2023-05-08 | 2023-11-10 | 71305.3 | 5000 | On Point Solar Power | Purchase
UNSEDG-08807 | 86409 | PV (Photovoltaic) | 4.29 | 8384 | Residential | Non-Incentive | 3 - Installed | 2023-03-16 | 2023-04-19 | 2023-05-24 | 28140 | 2000 | Our World Energy | Lease
UNSEDG-08782 | 86406 | PV (Photovoltaic) | 12.48 | 22664 | Residential | Non-Incentive | 3 - Installed | 2023-03-13 | 2023-03-16 | 2023-05-24 | 86666.52 | 2000 | Our World Energy | Lease
UNSEDG-08780 | 86406 | PV (Photovoltaic) | 14.06 | 21893 | Residential | Non-Incentive | 3 - Installed | 2023-03-13 |  | 2023-04-14 | 33617 | 10085 | Streamline Solar Power Systems LLC | Purchase
UNSEDG-08781 | 85648 | PV (Photovoltaic) | 10 | 17879 | Residential | Non-Incentive | 3 - Installed | 2023-03-13 | 2023-03-24 | 2023-07-13 | 66061.14 | 2500 | TITAN SOLAR POWER | Purchase
UNSEDG-08783 | 86409 | PV (Photovoltaic) | 4 | 6676 | Residential | Non-Incentive | 3 - Installed | 2023-03-13 | 2023-03-24 | 2023-06-09 | 13470 | 4000 | Southwest Electric, Inc. | Purchase
UNSEDG-08784 | 86401 | PV (Photovoltaic) | 4.8 | 9075 | Residential | Non-Incentive | 3 - Installed | 2023-03-13 | 2023-03-24 | 2023-06-28 | 15266 | 4000 | Southwest Electric, Inc. | Purchase
UNSEDG-08796 | 85648 | PV (Photovoltaic) | 24.6 | 42268 | Non-Residential | Non-Incentive | 3 - Installed | 2023-03-14 | 2023-03-20 | 2024-06-12 | 64395 | 16099 | Solar Gain Inc. | Purchase
UNSEDG-08787 | 86404 | PV (Photovoltaic) | 10.8 | 18218 | Residential | Non-Incentive | 3 - Installed | 2023-03-14 | 2023-03-15 | 2023-05-11 | 34080 | 6816 | ESMAY ELECTRIC, INC. | Purchase
UNSEDG-08789 | 86404 | PV (Photovoltaic) | 9.36 | 17682 | Residential | Non-Incentive | 3 - Installed | 2023-03-14 | 2023-03-15 | 2023-06-14 | 40540.83 | 2000 | Icon Power | Purchase
UNSEDG-08788 | 86404 | PV (Photovoltaic) | 12.75 | 22666 | Residential | Non-Incentive | 3 - Installed | 2023-03-14 | 2023-03-15 | 2023-05-10 | 43162.5 | 8632.5 | ESMAY ELECTRIC, INC. | Lease
UNSEDG-08790 | 86403 | PV (Photovoltaic) | 14.025 | 24587 | Residential | Non-Incentive | 3 - Installed | 2023-03-14 | 2023-03-15 | 2023-05-01 | 44778.75 | 8955.75 | ESMAY ELECTRIC, INC. | Lease
UNSEDG-08793 | 85621 | PV (Photovoltaic) | 11.84 | 20646 | Residential | Non-Incentive | 3 - Installed | 2023-03-14 | 2023-03-17 | 2023-07-21 | 55539 | 16661.7 | Sun Up America | Purchase
UNSEDG-08797 | 86403 | PV (Photovoltaic) | 9.75 | 18227 | Residential | Non-Incentive | 3 - Installed | 2023-03-15 | 2023-03-15 | 2023-06-05 | 54768 | 2000 | Our World Energy | Lease
UNSEDG-08791 | 86404 | PV (Photovoltaic) | 15.6 | 26091 | Residential | Non-Incentive | 3 - Installed | 2023-03-14 | 2023-03-15 | 2023-06-23 | 84669 | 2000 | Our World Energy | Lease
UNSEDG-08792 | 86406 | PV (Photovoltaic) | 9.75 | 17490 | Residential | Non-Incentive | 3 - Installed | 2023-03-14 | 2023-03-15 | 2023-07-07 | 54513 | 2000 | Our World Energy | Lease
UNSEDG-08794 | 86404 | PV (Photovoltaic) | 6 | 11089 | Residential | Non-Incentive | 3 - Installed | 2023-03-14 | 2023-03-15 | 2023-04-27 | 15871 | 3174.2 | HAVASU SOLAR | Purchase
UNSEDG-08795 | 86403 | PV (Photovoltaic) | 6.4 | 11264 | Residential | Non-Incentive | 3 - Installed | 2023-03-14 | 2023-03-15 | 2023-04-07 | 18288 | 3657.6 | HAVASU SOLAR | Purchase
UNSEDG-08825 | 86406 | PV (Photovoltaic) | 4.29 | 6069 | Residential | Non-Incentive | 3 - Installed | 2023-03-20 | 2023-03-29 | 2023-06-22 | 25870.8 | 2000 | Our World Energy | Lease
UNSEDG-08798 | 86441 | PV (Photovoltaic) | 12 | 20977 | Residential | Non-Incentive | 3 - Installed | 2023-03-15 | 2023-03-23 | 2023-07-06 | 25750 | 7725 | Tri State Solar & Wind Corp. | Purchase
UNSEDG-08799 | 86406 | PV (Photovoltaic) | 33.54 | 56913 | Residential | Non-Incentive | 3 - Installed | 2023-03-15 |  | 2023-08-21 | 193664.04 | 2000 | Our World Energy | Lease
UNSEDG-08800 | 86406 | PV (Photovoltaic) | 9.75 | 18313 | Residential | Non-Incentive | 3 - Installed | 2023-03-15 | 2023-03-16 | 2023-06-28 | 54903 | 2000 | Our World Energy | Lease
UNSEDG-08801 | 86404 | PV (Photovoltaic) | 8 | 14726 | Residential | Non-Incentive | 3 - Installed | 2023-03-15 | 2023-03-16 | 2023-04-26 | 21956 | 4391.2 | HAVASU SOLAR | Purchase
UNSEDG-08802 | 86406 | PV (Photovoltaic) | 8.8 | 16541 | Residential | Non-Incentive | 3 - Installed | 2023-03-15 | 2023-03-16 | 2023-04-26 | 21736 | 4347.2 | HAVASU SOLAR | Purchase
UNSEDG-08803 | 86404 | PV (Photovoltaic) | 10.8 | 19849 | Residential | Non-Incentive | 3 - Installed | 2023-03-15 | 2023-03-16 | 2023-05-11 | 40729 | 8145.8 | HAVASU SOLAR | Purchase
UNSEDG-08804 | 86403 | PV (Photovoltaic) | 27.2 | 46945 | Residential | Non-Incentive | 3 - Installed | 2023-03-15 | 2023-03-16 | 2023-05-15 | 88634 | 17726.8 | HAVASU SOLAR | Purchase
UNSEDG-08805 | 86413 | PV (Photovoltaic) | 10.8 | 17854 | Residential | Non-Incentive | 3 - Installed | 2023-03-16 | 2023-03-20 | 2023-08-02 | 45798 | 2000 | Our World Energy | Purchase
UNSEDG-08806 | 86401 | PV (Photovoltaic) | 5.4 | 10048 | Residential | Non-Incentive | 3 - Installed | 2023-03-16 | 2023-03-16 | 2023-04-25 | 24543.43 | 2000 | Our World Energy | Purchase
UNSEDG-08808 | 86409 | PV (Photovoltaic) | 10.8 | 18807 | Residential | Non-Incentive | 3 - Installed | 2023-03-16 | 2023-03-16 | 2023-04-20 | 31320 | 2000 | Our World Energy | Purchase
UNSEDG-08824 | 86401 | PV (Photovoltaic) | 13.05 | 24289 | Residential | Non-Incentive | 3 - Installed | 2023-03-20 | 2023-03-27 | 2023-06-14 | 58129.18 | 2000 | Our World Energy | Purchase
UNSEDG-08809 | 86403 | PV (Photovoltaic) | 4 | 7284 | Residential | Non-Incentive | 3 - Installed | 2023-03-16 | 2023-03-30 | 2023-12-18 | 14000 | 2800 | HAVASU SOLAR | Purchase
UNSEDG-08810 | 86404 | PV (Photovoltaic) | 12 | 20216 | Residential | Non-Incentive | 3 - Installed | 2023-03-16 | 2023-03-30 | 2023-05-01 | 47647 | 9529.4 | HAVASU SOLAR | Purchase
UNSEDG-08845 | 86406 | PV (Photovoltaic) | 9.75 | 17958 | Residential | Non-Incentive | 3 - Installed | 2023-03-22 | 2023-03-28 | 2023-06-22 | 57460.56 | 2000 | Our World Energy | Lease
UNSEDG-08811 | 86413 | PV (Photovoltaic) | 7.2 | 13088 | Residential | Non-Incentive | 3 - Installed | 2023-03-16 | 2023-03-24 | 2023-06-14 | 33006.54 | 2000 | Our World Energy | Purchase
UNSEDG-08812 | 86406 | PV (Photovoltaic) | 11.2 | 21384 | Residential | Non-Incentive | 3 - Installed | 2023-03-16 | 2023-03-24 | 2023-04-28 | 31758 | 6351.6 | HAVASU SOLAR | Purchase
UNSEDG-08849 | 86401 | PV (Photovoltaic) | 10.35 | 16410 | Residential | Non-Incentive | 3 - Installed | 2023-03-23 | 2023-03-27 | 2023-05-03 | 51869.7 | 2000 | Our World Energy | Purchase
UNSEDG-08813 | 86401 | PV (Photovoltaic) | 14.43 | 24299 | Residential | Non-Incentive | 3 - Installed | 2023-03-16 | 2023-03-27 | 2023-11-01 | 75600 | 2000 | Our World Energy | Lease
UNSEDG-08814 | 86404 | PV (Photovoltaic) | 11.2 | 18224 | Residential | Non-Incentive | 3 - Installed | 2023-03-16 | 2023-03-30 | 2023-04-28 | 41014 | 8202.8 | HAVASU SOLAR | Purchase
UNSEDG-08816 | 86409 | PV (Photovoltaic) | 11.9 | 22734 | Residential | Non-Incentive | 3 - Installed | 2023-03-17 | 2023-03-24 | 2023-06-05 | 40460 | 12138 | Streamline Solar Power Systems LLC | Lease
UNSEDG-08817 | 86406 | PV (Photovoltaic) | 15.99 | 26333 | Residential | Non-Incentive | 3 - Installed | 2023-03-17 | 2023-04-20 | 2023-07-07 | 67647.98 | 2000 | Icon Power | Purchase
UNSEDG-08818 | 89404 | PV (Photovoltaic) | 9.36 | 14174 | Residential | Non-Incentive | 3 - Installed | 2023-03-17 | 2023-04-19 | 2023-07-10 | 39156.75 | 2000 | Icon Power | Purchase
UNSEDG-08819 | 86403 | PV (Photovoltaic) | 10.4 | 18562 | Residential | Non-Incentive | 3 - Installed | 2023-03-17 | 2023-03-30 | 2023-04-28 | 30160 | 6032 | HAVASU SOLAR | Purchase
UNSEDG-08821 | 86409 | PV (Photovoltaic) | 5.07 | 9057 | Residential | Non-Incentive | 3 - Installed | 2023-03-17 | 2023-03-29 | 2023-07-17 | 32797.33 | 2000 | Our World Energy | Purchase
UNSEDG-08822 | 86406 | PV (Photovoltaic) | 10.08 | 17731 | Residential | Non-Incentive | 3 - Installed | 2023-03-17 | 2023-03-24 | 2023-04-26 | 29736 | 5947.2 | ESMAY ELECTRIC, INC. | Purchase
UNSEDG-08823 | 86404 | PV (Photovoltaic) | 14.04 | 24286 | Residential | Non-Incentive | 3 - Installed | 2023-03-17 | 2023-03-29 | 2023-06-05 | 42368 | 8473.6 | ESMAY ELECTRIC, INC. | Purchase
UNSEDG-08851 | 86409 | PV (Photovoltaic) | 4.8 | 9165 | Residential | Non-Incentive | 3 - Installed | 2023-03-23 | 2023-03-29 | 2023-08-17 | 34670.49 | 2500 | TITAN SOLAR POWER | Purchase
UNSEDG-08855 | 85621 | PV (Photovoltaic) | 3.6 | 6509 | Residential | Non-Incentive | 3 - Installed | 2023-03-23 | 2023-03-27 | 2023-06-19 | 28060.2 | 8017.2 | INDEPENDENT SOLAR | Purchase
UNSEDG-08829 | 86404 | PV (Photovoltaic) | 31.32 | 55215 | Residential | Non-Incentive | 3 - Installed | 2023-03-20 |  | 2023-07-28 | 106460 | 21292 | ESMAY ELECTRIC, INC. | Purchase
UNSEDG-08832 | 86401 | PV (Photovoltaic) | 4.8 | 9070 | Residential | Non-Incentive | 3 - Installed | 2023-03-20 | 2023-03-29 | 2023-05-25 | 21941.18 | 6000 | Sun Services USA | Purchase
UNSEDG-08854 | 86413 | PV (Photovoltaic) | 8.97 | 17193 | Residential | Non-Incentive | 3 - Installed | 2023-03-23 | 2023-03-28 | 2023-07-12 | 54000 | 2000 | Our World Energy | Lease
UNSEDG-08830 | 86429 | PV (Photovoltaic) | 6.24 | 10700 | Residential | Non-Incentive | 3 - Installed | 2023-03-20 | 2023-03-28 | 2023-05-30 | 42909 | 2000 | Our World Energy | Lease
UNSEDG-08831 | 86404 | PV (Photovoltaic) | 5.07 | 9396 | Residential | Non-Incentive | 3 - Installed | 2023-03-20 | 2023-04-13 | 2023-06-14 | 16731 | 2500 | VECTOR ENERGY LLC DBA FUSION POWER CO | Lease
UNSEDG-08834 | 86413 | PV (Photovoltaic) | 8.58 | 15059 | Residential | Non-Incentive | 3 - Installed | 2023-03-20 | 2023-03-28 | 2023-08-02 | 46800 | 2000 | Our World Energy | Lease
UNSEDG-08842 | 86409 | PV (Photovoltaic) | 19.98 | 32974 | Residential | Non-Incentive | 3 - Installed | 2023-03-22 | 2023-04-03 | 2023-10-26 | 77568.6 | 23270.58 | Sunup America | Purchase
UNSEDG-08839 | 86406 | PV (Photovoltaic) | 6.4 | 11689 | Residential | Non-Incentive | 3 - Installed | 2023-03-21 |  | 2023-05-15 | 18308 | 3661.6 | HAVASU SOLAR | Purchase
UNSEDG-08840 | 86403 | PV (Photovoltaic) | 11.2 | 18343 | Residential | Non-Incentive | 3 - Installed | 2023-03-21 | 2023-03-30 | 2023-04-28 | 47500 | 9500 | HAVASU SOLAR | Purchase
UNSEDG-08841 | 86401 | PV (Photovoltaic) | 5.6 | 9256 | Residential | Non-Incentive | 3 - Installed | 2023-03-22 | 2023-04-24 | 2023-10-09 | 18202 | 2500 | Freedom Forever INC | Purchase
UNSEDG-08843 | 86403 | PV (Photovoltaic) | 13.2 | 21730 | Residential | Non-Incentive | 3 - Installed | 2023-03-22 | 2023-03-30 | 2023-04-26 | 49268 | 9853.6 | HAVASU SOLAR | Purchase
UNSEDG-08844 | 86401 | PV (Photovoltaic) | 9.6 | 16184 | Residential | Non-Incentive | 3 - Installed | 2023-03-22 | 2023-03-24 | 2023-04-25 | 34103 | 6820.6 | HAVASU SOLAR | Purchase
UNSEDG-08846 | 86406 | PV (Photovoltaic) | 11.2 | 21470 | Residential | Non-Incentive | 3 - Installed | 2023-03-22 | 2023-03-24 | 2023-05-24 | 31673 | 6334.6 | HAVASU SOLAR | Purchase
UNSEDG-08858 | 86413 | PV (Photovoltaic) | 6.75 | 12579 | Residential | Non-Incentive | 3 - Installed | 2023-03-23 | 2023-03-31 | 2023-07-26 | 37646 | 2000 | Our World Energy | Purchase
UNSEDG-08857 | 86404 | PV (Photovoltaic) | 19.98 | 35912 | Residential | Non-Incentive | 3 - Installed | 2023-03-23 | 2023-03-27 | 2023-06-06 | 59394 | 17818.2 | Sunup America | Purchase
UNSEDG-08859 | 86404 | PV (Photovoltaic) | 18.8 | 32866 | Residential | Non-Incentive | 3 - Installed | 2023-03-23 | 2023-03-27 | 2023-09-19 | 52264 | 10452.8 | HAVASU SOLAR | Purchase
UNSEDG-08860 | 86403 | PV (Photovoltaic) | 9.2 | 17060 | Residential | Non-Incentive | 3 - Installed | 2023-03-23 | 2023-03-27 | 2023-05-03 | 35950 | 7190 | HAVASU SOLAR | Purchase
UNSEDG-08861 | 86406 | PV (Photovoltaic) | 8 | 14359 | Residential | Non-Incentive | 3 - Installed | 2023-03-24 | 2023-03-30 | 2023-04-28 | 36163 | 7232.6 | HAVASU SOLAR | Purchase
UNSEDG-08881 | 86401 | PV (Photovoltaic) | 4.44 | 7899 | Residential | Non-Incentive | 3 - Installed | 2023-03-28 | 2023-03-29 | 2023-07-03 | 15999 | 3199.8 | Fox Valley Valley Electric, Inc | Purchase
UNSEDG-08862 | 86409 | PV (Photovoltaic) | 15.3 | 24771 | Residential | Non-Incentive | 3 - Installed | 2023-03-24 | 2023-03-30 | 2023-08-29 | 86584 | 2000 | OUR WORLD ENERGY | Purchase
UNSEDG-08863 | 86403 | PV (Photovoltaic) | 13.32 | 23273 | Residential | Non-Incentive | 3 - Installed | 2023-03-24 | 2023-03-29 | 2023-07-03 | 43892 | 8778.4 | ESMAY ELECTRIC, INC. | Purchase
UNSEDG-08864 | 86401 | PV (Photovoltaic) | 17.48 | 29767 | Residential | Non-Incentive | 3 - Installed | 2023-03-24 | 2023-03-30 | 2023-06-02 | 45081 | 7300 | Wise Electric, Inc. | Purchase
UNSEDG-08867 | 86401 | PV (Photovoltaic) | 4.29 | 7299 | Residential | Non-Incentive | 3 - Installed | 2023-03-27 | 2023-03-29 | 2023-09-07 | 30438.12 | 2000 | Our World Energy | Lease
UNSEDG-08875 | 86413 | PV (Photovoltaic) | 16.2 | 29825 | Residential | Non-Incentive | 3 - Installed | 2023-03-28 | 2023-03-29 | 2024-04-03 | 46446 | 2000 | Our World Energy | Purchase
UNSEDG-08868 | 86404 | PV (Photovoltaic) | 14.8 | 28194 | Residential | Non-Incentive | 3 - Installed | 2023-03-27 | 2023-03-29 | 2023-05-04 | 44574 | 8914.8 | HAVASU SOLAR | Purchase
UNSEDG-08899 | 86403 | PV (Photovoltaic) | 20.4 | 34498 | Residential | Non-Incentive | 3 - Installed | 2023-03-29 | 2023-04-05 | 2023-10-13 | 97864.8 | 2000 | Icon Power | Purchase
UNSEDG-08874 | 86409 | PV (Photovoltaic) | 5.4 | 10178 | Residential | Non-Incentive | 3 - Installed | 2023-03-27 | 2023-03-29 | 2023-04-25 | 27339 | 2000 | Our World Energy | Purchase
UNSEDG-08900 | 86404 | PV (Photovoltaic) | 10.4 | 18926 | Residential | Non-Incentive | 3 - Installed | 2023-03-30 | 2023-03-30 | 2023-05-10 | 50471 | 10094.2 | HAVASU SOLAR | Purchase
UNSEDG-08872 | 86403 | PV (Photovoltaic) | 6 | 11267 | Residential | Non-Incentive | 3 - Installed | 2023-03-27 | 2023-03-29 | 2023-05-05 | 14821 | 2964.2 | HAVASU SOLAR | Purchase
UNSEDG-08880 | 86409 | PV (Photovoltaic) | 5.07 | 9872 | Residential | Non-Incentive | 3 - Installed | 2023-03-28 | 2023-03-29 | 2023-06-05 | 19000 | 1000 | Angle Solar | Purchase
UNSEDG-08873 | 86403 | PV (Photovoltaic) | 14.4 | 26292 | Residential | Non-Incentive | 3 - Installed | 2023-03-27 | 2023-03-29 | 2023-06-02 | 37008 | 7401.6 | HAVASU SOLAR | Purchase
UNSEDG-08876 | 85621 | PV (Photovoltaic) | 4.95 | 8631 | Residential | Non-Incentive | 3 - Installed | 2023-03-28 | 2023-03-29 | 2023-10-20 | 27949.56 | 2000 | Our World Energy | Purchase
UNSEDG-08878 | 86413 | PV (Photovoltaic) | 4.05 | 7093 | Residential | Non-Incentive | 3 - Installed | 2023-03-28 | 2023-03-31 | 2023-10-11 | 21695.66 | 2000 | Our World Energy | Purchase
UNSEDG-08985 | 86401 | PV (Photovoltaic) | 5.07 | 9872 | Residential | Non-Incentive | 3 - Installed | 2023-04-13 | 2023-04-20 | 2023-06-22 | 18000 | 1000 | Angle Solar | Purchase
UNSEDG-08883 | 86406 | PV (Photovoltaic) | 11.47 | 20327 | Residential | Non-Incentive | 3 - Installed | 2023-03-28 | 2023-03-29 | 2023-05-16 | 38995 | 11698.5 | Sunup America | Purchase
UNSEDG-08884 | 86413 | PV (Photovoltaic) | 8.8 | 16973 | Residential | Non-Incentive | 3 - Installed | 2023-03-28 | 2023-03-30 | 2023-06-07 | 25485 | 5097 | HAVASU SOLAR | Purchase
UNSEDG-08921 | 86404 | PV (Photovoltaic) | 16 | 28999 | Residential | Non-Incentive | 3 - Installed | 2023-03-31 | 2023-04-03 | 2023-04-17 | 43820 | 8764 | HAVASU SOLAR | Purchase
UNSEDG-08886 | 86404 | PV (Photovoltaic) | 17.6 | 28827 | Residential | Non-Incentive | 3 - Installed | 2023-03-28 | 2023-03-29 | 2023-06-15 | 44072 | 8814.4 | HAVASU SOLAR | Purchase
UNSEDG-08887 | 86406 | PV (Photovoltaic) | 16.4 | 30937 | Residential | Non-Incentive | 3 - Installed | 2023-03-28 | 2023-03-30 | 2023-04-28 | 45496 | 7000 | Mohave Solar | Purchase
UNSEDG-08895 | 86403 | PV (Photovoltaic) | 16.4 | 30937 | Residential | Non-Incentive | 3 - Installed | 2023-03-29 | 2023-04-03 | 2023-08-23 | 47936 | 7000 | MOHAVE SOLAR | Purchase
UNSEDG-08931 | 86409 | PV (Photovoltaic) | 10.14 | 19902 | Residential | Non-Incentive | 3 - Installed | 2023-04-04 | 2023-04-13 | 2023-08-03 | 69861 | 2000 | Our World Energy | Purchase
UNSEDG-08888 | 85621 | PV (Photovoltaic) | 5.4 | 9266 | Residential | Non-Incentive | 3 - Installed | 2023-03-29 | 2023-03-29 | 2024-01-29 | 30344.3 | 2000 | Our World Energy | Purchase
UNSEDG-08897 | 86409 | PV (Photovoltaic) | 4.29 | 8351 | Residential | Non-Incentive | 3 - Installed | 2023-03-29 | 2023-04-04 | 2023-07-27 | 18000 | 1000 | Angle Solar | Purchase
UNSEDG-08889 | 86403 | PV (Photovoltaic) | 9.6 | 17876 | Residential | Non-Incentive | 3 - Installed | 2023-03-29 | 2023-03-30 | 2023-05-02 | 29979 | 5995.8 | HAVASU SOLAR | Purchase
UNSEDG-08890 | 86413 | PV (Photovoltaic) | 12 | 22583 | Residential | Non-Incentive | 3 - Installed | 2023-03-29 | 2023-03-30 | 2023-06-14 | 30761 | 6152.2 | HAVASU SOLAR | Purchase
UNSEDG-08894 | 86404 | PV (Photovoltaic) | 3.65 | 6354 | Residential | Non-Incentive | 3 - Installed | 2023-03-29 | 2023-03-30 | 2024-02-27 | 17400 | 0 | NONE | Purchase
UNSEDG-08896 | 86409 | PV (Photovoltaic) | 4.29 | 8385 | Residential | Non-Incentive | 3 - Installed | 2023-03-29 | 2023-03-30 | 2023-07-27 | 23889.82 | 2000 | Our World Energy | Purchase
UNSEDG-08898 | 86409 | PV (Photovoltaic) | 5.4 | 8878 | Residential | Non-Incentive | 3 - Installed | 2023-03-30 | 2023-03-30 | 2023-05-30 | 31530 | 2000 | Our World Energy | Purchase
UNSEDG-08980 | 85648 | PV (Photovoltaic) | 780.45 | 1381004 | Non-Residential | Non-Incentive | 3 - Installed | 2023-04-11 | 2023-06-07 | 2024-03-26 | 1470112 | 367528 | Solar Gain Inc. | Purchase
UNSEDG-08902 | 86403 | PV (Photovoltaic) | 7.6 | 14231 | Residential | Non-Incentive | 3 - Installed | 2023-03-30 | 2023-03-30 | 2023-04-28 | 28901 | 5780.2 | HAVASU SOLAR | Purchase
UNSEDG-08903 | 86403 | PV (Photovoltaic) | 6.8 | 12346 | Residential | Non-Incentive | 3 - Installed | 2023-03-30 | 2023-03-30 | 2023-04-28 | 24901 | 4980.2 | HAVASU SOLAR | Purchase
UNSEDG-08905 | 86403 | PV (Photovoltaic) | 8.8 | 16277 | Residential | Non-Incentive | 3 - Installed | 2023-03-30 | 2023-03-30 | 2023-05-03 | 37082 | 7416.4 | HAVASU SOLAR | Purchase
UNSEDG-08906 | 86404 | PV (Photovoltaic) | 10.4 | 17213 | Residential | Non-Incentive | 3 - Installed | 2023-03-30 | 2023-04-03 | 2023-05-24 | 50015 | 10003 | HAVASU SOLAR | Purchase
UNSEDG-08909 | 86403 | PV (Photovoltaic) | 7.6 | 14254 | Residential | Non-Incentive | 3 - Installed | 2023-03-30 | 2023-03-31 | 2023-05-18 | 20520 | 4104 | HAVASU SOLAR | Purchase
UNSEDG-08907 | 86406 | PV (Photovoltaic) | 16.15 | 28470 | Residential | Non-Incentive | 3 - Installed | 2023-03-30 | 2023-03-31 | 2023-06-15 | 58110 | 17433 | Streamline Solar Power Systems LLC | Lease
UNSEDG-08908 | 86401 | PV (Photovoltaic) | 7.2 | 12857 | Residential | Non-Incentive | 3 - Installed | 2023-03-30 | 2023-03-31 | 2023-08-04 | 32449 | 2000 | Our World Energy | Purchase
UNSEDG-08914 | 86401 | PV (Photovoltaic) | 9.9 | 17678 | Residential | Non-Incentive | 3 - Installed | 2023-03-31 | 2023-04-03 | 2023-06-13 | 43593 | 2000 | Our World Energy | Purchase
UNSEDG-08913 | 86426 | PV (Photovoltaic) | 5.4 | 9938 | Residential | Non-Incentive | 3 - Installed | 2023-03-31 | 2023-04-03 | 2023-06-02 | 28644 | 2000 | Our World Energy | Purchase
UNSEDG-08916 | 86403 | PV (Photovoltaic) | 11.47 | 20472 | Residential | Non-Incentive | 3 - Installed | 2023-03-31 | 2023-04-03 | 2023-06-06 | 36000 | 10800 | Sunup America | Purchase
UNSEDG-08915 | 86401 | PV (Photovoltaic) | 6.8 | 12700 | Residential | Non-Incentive | 3 - Installed | 2023-03-31 | 2023-04-06 | 2023-04-27 | 22542.7 | 2500 | VECTOR ENERGY LLC DBA FUSION POWER CO | Lease
UNSEDG-08917 | 86401 | PV (Photovoltaic) | 12.15 | 20607 | Residential | Non-Incentive | 3 - Installed | 2023-03-31 | 2023-04-03 | 2023-07-26 | 55626 | 2000 | Our World Energy | Purchase
UNSEDG-08918 | 86406 | PV (Photovoltaic) | 16 | 28437 | Residential | Non-Incentive | 3 - Installed | 2023-03-31 | 2023-04-03 | 2023-05-18 | 61972 | 12394.4 | HAVASU SOLAR | Purchase
UNSEDG-08920 | 86401 | PV (Photovoltaic) | 6.75 | 11733 | Residential | Non-Incentive | 3 - Installed | 2023-03-31 | 2023-04-03 | 2023-05-03 | 35081 | 2000 | Our World Energy | Purchase
UNSEDG-08922 | 85621 | PV (Photovoltaic) | 796.615 | 1419278 | Non-Residential | Non-Incentive | 3 - Installed | 2023-03-31 | 2023-11-09 | 2024-02-16 | 1612489 | 403122 | Solar Gain Inc. | Purchase
UNSEDG-08923 | 86406 | PV (Photovoltaic) | 9.99 | 18756 | Residential | Non-Incentive | 3 - Installed | 2023-04-03 | 2023-04-03 | 2023-06-02 | 48514.43 | 2500 | VECTOR ENERGY LLC DBA FUSION POWER CO | Purchase
UNSEDG-08924 | 86406 | PV (Photovoltaic) | 8 | 14964 | Residential | Non-Incentive | 3 - Installed | 2023-04-03 | 2023-04-05 | 2023-05-16 | 22713 | 4542.6 | HAVASU SOLAR | Purchase
UNSEDG-08955 | 86413 | PV (Photovoltaic) | 9.62 | 16146 | Residential | Non-Incentive | 3 - Installed | 2023-04-07 | 2023-04-24 | 2023-08-16 | 72283.17 | 36141.59 | Mr Sunshine Solar LLC | Purchase
UNSEDG-08925 | 86409 | PV (Photovoltaic) | 6.3 | 10387 | Residential | Non-Incentive | 3 - Installed | 2023-04-03 | 2023-04-05 | 2023-06-13 | 37178 | 2000 | Our World Energy | Purchase
UNSEDG-08927 | 86406 | PV (Photovoltaic) | 22.68 | 36367 | Residential | Non-Incentive | 3 - Installed | 2023-04-03 | 2023-04-05 | 2023-09-27 | 18657 | 5597.1 | Sunup America | Purchase
UNSEDG-08929 | 86406 | PV (Photovoltaic) | 9.6 | 16450 | Residential | Non-Incentive | 3 - Installed | 2023-04-04 | 2023-04-06 | 2023-05-15 | 23713 | 4742.6 | HAVASU SOLAR | Purchase
UNSEDG-09015 | 86406 | PV (Photovoltaic) | 22.8 | 43050 | Residential | Non-Incentive | 3 - Installed | 2023-04-19 | 2023-04-23 | 2023-06-13 | 61580 | 10000 | Mohave Solar | Purchase
UNSEDG-08930 | 86409 | PV (Photovoltaic) | 4.68 | 8830 | Residential | Non-Incentive | 3 - Installed | 2023-04-04 | 2023-04-10 | 2023-07-07 | 14976 | 2500 | VECTOR ENERGY LLC DBA FUSION POWER CO | Lease
UNSEDG-08933 | 86401 | PV (Photovoltaic) | 4.8 | 8911 | Residential | Non-Incentive | 3 - Installed | 2023-04-04 | 2023-04-06 | 2023-05-24 | 23634 | 4726.8 | HAVASU SOLAR | Purchase
UNSEDG-08932 | 86413 | PV (Photovoltaic) | 9.9 | 16734 | Residential | Non-Incentive | 3 - Installed | 2023-04-04 | 2023-04-06 | 2023-08-16 | 47616.72 | 2000 | Our World Energy | Purchase
UNSEDG-08942 | 85621 | PV (Photovoltaic) | 5.46 | 9709 | Residential | Non-Incentive | 3 - Installed | 2023-04-05 | 2023-04-10 | 2024-04-01 | 34353 | 2000 | Our World Energy | Lease
UNSEDG-08934 | 86403 | PV (Photovoltaic) | 25.2 | 45424 | Residential | Non-Incentive | 3 - Installed | 2023-04-04 | 2023-04-06 | 2023-05-18 | 88814 | 17762.8 | HAVASU SOLAR | Purchase
UNSEDG-08935 | 86403 | PV (Photovoltaic) | 9.6 | 16008 | Residential | Non-Incentive | 3 - Installed | 2023-04-04 | 2023-04-10 | 2023-05-23 | 28119 | 5623.8 | HAVASU SOLAR | Purchase
UNSEDG-08936 | 86406 | PV (Photovoltaic) | 16.4 | 30150 | Residential | Non-Incentive | 3 - Installed | 2023-04-04 | 2023-04-10 | 2023-05-24 | 42838 | 8567.6 | HAVASU SOLAR | Purchase
UNSEDG-08941 | 86409 | PV (Photovoltaic) | 8.55 | 14017 | Residential | Non-Incentive | 3 - Installed | 2023-04-05 | 2023-04-10 | 2023-07-13 | 40896 | 2000 | Our World Energy | Purchase
UNSEDG-08939 | 86401 | PV (Photovoltaic) | 7.65 | 13357 | Residential | Non-Incentive | 3 - Installed | 2023-04-05 | 2023-04-10 | 2023-05-25 | 38839 | 2000 | Our World Energy | Purchase
UNSEDG-08949 | 86404 | PV (Photovoltaic) | 9.36 | 16846 | Residential | Non-Incentive | 3 - Installed | 2023-04-05 | 2023-04-19 | 2023-07-10 | 49908.59 | 2000 | Icon Power | Purchase
UNSEDG-08940 | 86404 | PV (Photovoltaic) | 9.36 | 16233 | Residential | Non-Incentive | 3 - Installed | 2023-04-05 | 2023-04-19 | 2023-07-27 | 40758.8 | 2000 | Icon Power | Purchase
UNSEDG-08943 | 86404 | PV (Photovoltaic) | 18.36 | 32789 | Residential | Non-Incentive | 3 - Installed | 2023-04-05 | 2023-04-10 | 2023-12-13 | 60416 | 12083.2 | ESMAY ELECTRIC, INC. | Purchase
UNSEDG-08948 | 86413 | PV (Photovoltaic) | 6.63 | 12730 | Residential | Non-Incentive | 3 - Installed | 2023-04-05 | 2023-04-10 | 2023-06-14 | 41904 | 2000 | Our World Energy | Lease
UNSEDG-08944 | 86406 | PV (Photovoltaic) | 12.75 | 22193 | Residential | Non-Incentive | 3 - Installed | 2023-04-05 | 2023-04-10 | 2023-06-07 | 43350 | 8670 | ESMAY ELECTRIC, INC. | Lease
UNSEDG-08945 | 86406 | PV (Photovoltaic) | 14.025 | 25138 | Residential | Non-Incentive | 3 - Installed | 2023-04-05 | 2023-04-10 | 2023-06-28 | 47685 | 9537 | ESMAY ELECTRIC, INC. | Lease
UNSEDG-08947 | 86409 | PV (Photovoltaic) | 5.18 | 8769 | Residential | Non-Incentive | 3 - Installed | 2023-04-05 | 2023-04-10 | 2023-07-11 | 23500 | 7050 | Sunup America | Purchase
UNSEDG-08950 | 86409 | PV (Photovoltaic) | 4.29 | 7107 | Residential | Non-Incentive | 3 - Installed | 2023-04-05 | 2023-04-10 | 2023-07-20 | 29496.96 | 2000 | Our World Energy | Lease
UNSEDG-09026 | 85646 | PV (Photovoltaic) | 20 | 37053 | Residential | Non-Incentive | 3 - Installed | 2023-04-21 | 2023-05-19 | 2023-08-14 | 49998.5 | 14999.5 | SOLAR GAIN INC | Purchase
UNSEDG-08951 | 85027 | PV (Photovoltaic) | 8.55 | 13781 | Residential | Non-Incentive | 3 - Installed | 2023-04-06 | 2023-04-10 | 2023-07-05 | 49227.57 | 2000 | Our World Energy | Purchase
UNSEDG-08952 | 86413 | PV (Photovoltaic) | 6.24 | 10823 | Residential | Non-Incentive | 3 - Installed | 2023-04-06 | 2023-04-13 | 2023-09-28 | 39600 | 2000 | Our World Energy | Lease
UNSEDG-08953 | 86413 | PV (Photovoltaic) | 7.65 | 12837 | Residential | Non-Incentive | 3 - Installed | 2023-04-06 | 2023-04-10 | 2023-10-11 | 45000 | 2000 | Our World Energy | Purchase
UNSEDG-08983 | 86406 | PV (Photovoltaic) | 5.85 | 10932 | Residential | Non-Incentive | 3 - Installed | 2023-04-12 | 2023-04-24 | 2023-08-03 | 28123 | 2000 | Icon Power | Purchase
UNSEDG-08954 | 86409 | PV (Photovoltaic) | 4.05 | 7622 | Residential | Non-Incentive | 3 - Installed | 2023-04-07 | 2023-04-13 | 2023-06-27 | 20171 | 2000 | Our World Energy | Purchase
UNSEDG-08972 | 86426 | PV (Photovoltaic) | 6.75 | 10932 | Residential | Non-Incentive | 3 - Installed | 2023-04-11 | 2023-04-12 | 2023-07-25 | 37855 | 2000 | Our World Energy | Purchase
UNSEDG-08956 | 86406 | PV (Photovoltaic) | 15.2 | 24888 | Residential | Non-Incentive | 3 - Installed | 2023-04-07 | 2023-04-10 | 2023-05-24 | 31500 | 6300 | HAVASU SOLAR | Purchase
UNSEDG-08957 | 86401 | PV (Photovoltaic) | 4.8 | 9125 | Residential | Non-Incentive | 3 - Installed | 2023-04-07 | 2023-04-10 | 2023-05-24 | 28733 | 5746.6 | HAVASU SOLAR | Purchase
UNSEDG-08958 | 86401 | PV (Photovoltaic) | 8.64 | 14604 | Residential | Non-Incentive | 3 - Installed | 2023-04-10 | 2023-04-10 | 2024-01-03 | 47910.55 | 2000 | Our World Energy | Purchase
UNSEDG-08959 | 86406 | PV (Photovoltaic) | 8.1 | 13634 | Residential | Non-Incentive | 3 - Installed | 2023-04-10 | 2023-04-12 | 2023-05-05 | 26780 | 8034 | Sunup America | Purchase
UNSEDG-08960 | 86404 | PV (Photovoltaic) | 12 | 22550 | Residential | Non-Incentive | 3 - Installed | 2023-04-10 | 2023-04-11 | 2023-06-02 | 47809 | 9561.8 | HAVASU SOLAR | Purchase
UNSEDG-08961 | 86404 | PV (Photovoltaic) | 16.8 | 30715 | Residential | Non-Incentive | 3 - Installed | 2023-04-10 | 2023-04-11 | 2023-06-05 | 43736 | 8747.2 | HAVASU SOLAR | Purchase
UNSEDG-08963 | 86403 | PV (Photovoltaic) | 24.4 | 42417 | Residential | Non-Incentive | 3 - Installed | 2023-04-10 | 2023-04-11 | 2023-06-08 | 73481 | 14696.2 | HAVASU SOLAR | Purchase
UNSEDG-08964 | 85648 | PV (Photovoltaic) | 9.45 | 15644 | Residential | Non-Incentive | 3 - Installed | 2023-04-10 | 2023-04-18 | 2023-07-20 | 53081 | 2000 | Our World Energy | Purchase
UNSEDG-08965 | 86413 | PV (Photovoltaic) | 9 | 14973 | Residential | Non-Incentive | 3 - Installed | 2023-04-10 | 2023-04-13 | 2023-09-27 | 38139.87 | 2000 | Our World Energy | Purchase
UNSEDG-08966 | 86401 | PV (Photovoltaic) | 4.29 | 7754 | Residential | Non-Incentive | 3 - Installed | 2023-04-10 | 2023-04-12 | 2023-11-28 | 30000 | 2000 | Our World Energy | Lease
UNSEDG-08967 | 86401 | PV (Photovoltaic) | 7.2 | 11580 | Residential | Non-Incentive | 3 - Installed | 2023-04-10 | 2023-04-11 | 2023-06-13 | 42204 | 2000 | Our World Energy | Purchase
UNSEDG-08968 | 86401 | PV (Photovoltaic) | 7.65 | 12577 | Residential | Non-Incentive | 3 - Installed | 2023-04-10 | 2023-04-12 | 2023-06-05 | 37928.5 | 2000 | Our World Energy | Purchase
UNSEDG-08969 | 86409 | PV (Photovoltaic) | 4.05 | 7527 | Residential | Non-Incentive | 3 - Installed | 2023-04-10 | 2023-04-12 | 2023-08-16 | 18580.72 | 2000 | Our World Energy | Purchase
UNSEDG-08970 | 86409 | PV (Photovoltaic) | 4.29 | 8261 | Residential | Non-Incentive | 3 - Installed | 2023-04-10 | 2023-04-12 | 2023-05-16 | 14586 | 2000 | Our World Energy | Purchase
UNSEDG-08971 | 86413 | PV (Photovoltaic) | 9.36 | 16153 | Residential | Non-Incentive | 3 - Installed | 2023-04-11 | 2023-04-13 | 2023-08-18 | 50786.04 | 2000 | Our World Energy | Lease
UNSEDG-08974 | 86404 | PV (Photovoltaic) | 13.2 | 25054 | Residential | Non-Incentive | 3 - Installed | 2023-04-11 | 2023-04-12 | 2023-06-05 | 34194 | 6838.8 | HAVASU SOLAR | Purchase
UNSEDG-08975 | 86409 | PV (Photovoltaic) | 11.2 | 19150 | Residential | Non-Incentive | 3 - Installed | 2023-04-11 | 2023-04-12 | 2023-06-14 | 31799 | 6359.8 | HAVASU SOLAR | Purchase
UNSEDG-08976 | 86413 | PV (Photovoltaic) | 5.4 | 8737 | Residential | Non-Incentive | 3 - Installed | 2023-04-11 | 2023-04-12 | 2023-06-28 | 31827 | 2000 | Our World Energy | Purchase
UNSEDG-08977 | 86401 | PV (Photovoltaic) | 10 | 19374 | Residential | Non-Incentive | 3 - Installed | 2023-04-11 | 2023-04-13 | 2023-05-25 | 26987 | 5397.4 | HAVASU SOLAR | Purchase
UNSEDG-08978 | 86406 | PV (Photovoltaic) | 18.8 | 32206 | Residential | Non-Incentive | 3 - Installed | 2023-04-11 | 2023-04-13 | 2023-06-06 | 48937 | 9787.4 | HAVASU SOLAR | Purchase
UNSEDG-08979 | 86406 | PV (Photovoltaic) | 15.99 | 29633 | Residential | Non-Incentive | 3 - Installed | 2023-04-11 | 2023-04-13 | 2023-07-25 | 49569 | 2500 | VECTOR ENERGY LLC DBA FUSION POWER CO | Lease
UNSEDG-08981 | 86413 | PV (Photovoltaic) | 12.09 | 20646 | Residential | Non-Incentive | 3 - Installed | 2023-04-11 | 2023-04-13 | 2023-10-11 | 63900 | 2000 | Our World Energy | Lease
UNSEDG-08982 | 86401 | PV (Photovoltaic) | 9.45 | 17018 | Residential | Non-Incentive | 3 - Installed | 2023-04-12 | 2023-04-13 | 2023-06-12 | 55000 | 2000 | Our World Energy | Purchase
UNSEDG-08984 | 86404 | PV (Photovoltaic) | 11.2 | 21142 | Residential | Non-Incentive | 3 - Installed | 2023-04-12 | 2023-04-19 | 2023-05-23 | 32985 | 6597 | HAVASU SOLAR | Purchase
UNSEDG-09014 | 86401 | PV (Photovoltaic) | 12 | 22167 | Residential | Non-Incentive | 3 - Installed | 2023-04-19 | 2023-04-23 | 2023-08-17 | 74296.44 | 2000 | Our World Energy | Lease
UNSEDG-08986 | 86406 | PV (Photovoltaic) | 10 | 17843 | Residential | Non-Incentive | 3 - Installed | 2023-04-13 | 2023-04-20 | 2023-06-05 | 25201 | 5040.2 | HAVASU SOLAR | Purchase
UNSEDG-08995 | 86401 | PV (Photovoltaic) | 8.97 | 16297 | Residential | Non-Incentive | 3 - Installed | 2023-04-14 | 2023-04-21 | 2023-11-09 | 30000 | 2000 | Angle Solar | Purchase
UNSEDG-08987 | 86404 | PV (Photovoltaic) | 11.31 | 20094 | Residential | Non-Incentive | 3 - Installed | 2023-04-13 | 2023-05-02 | 2023-06-23 | 49945.55 | 2000 | Icon Power | Purchase
UNSEDG-08988 | 86406 | PV (Photovoltaic) | 10 | 18253 | Residential | Non-Incentive | 3 - Installed | 2023-04-13 | 2023-04-20 | 2023-05-24 | 28967 | 5793.4 | HAVASU SOLAR | Purchase
UNSEDG-09016 | 86406 | PV (Photovoltaic) | 21.32 | 40218 | Residential | Non-Incentive | 3 - Installed | 2023-04-19 | 2023-04-27 | 2023-10-02 | 57000 | 10000 | Mohave Solar | Purchase
UNSEDG-08990 | 86444 | PV (Photovoltaic) | 7.02 | 11891 | Residential | Non-Incentive | 3 - Installed | 2023-04-13 | 2023-04-20 | 2023-06-22 | 63321.6 | 2000 | Our World Energy | Lease
UNSEDG-08993 | 86406 | PV (Photovoltaic) | 20.4 | 31204 | Residential | Non-Incentive | 3 - Installed | 2023-04-14 | 2023-04-21 | 2023-06-14 | 52509 | 10501.8 | HAVASU SOLAR | Purchase
UNSEDG-09003 | 86401 | PV (Photovoltaic) | 6 | 10097 | Residential | Non-Incentive | 3 - Installed | 2023-04-17 | 2023-05-12 | 2023-06-28 | 28397 | 5679.4 | HAVASU SOLAR | Purchase
UNSEDG-08994 | 86403 | PV (Photovoltaic) | 12 | 20424 | Residential | Non-Incentive | 3 - Installed | 2023-04-14 | 2023-04-24 | 2023-06-06 | 55500 | 11100 | HAVASU SOLAR | Purchase
UNSEDG-08996 | 86413 | PV (Photovoltaic) | 6.56 | 10779 | Residential | Non-Incentive | 3 - Installed | 2023-04-14 | 2023-05-16 | 2023-06-19 | 28000 | 8400 | Sunup America | Purchase
UNSEDG-08997 | 86406 | PV (Photovoltaic) | 10.14 | 18024 | Residential | Non-Incentive | 3 - Installed | 2023-04-14 | 2023-05-05 | 2023-06-22 | 44797.61 | 2000 | Icon Power | Purchase
UNSEDG-09028 | 86409 | PV (Photovoltaic) | 4.4 | 8696 | Residential | Non-Incentive | 3 - Installed | 2023-04-24 | 2023-06-13 | 2023-08-15 | 18340 | 2500 | TITAN SOLAR POWER | Lease
UNSEDG-08999 | 86401 | PV (Photovoltaic) | 8.8 | 17168 | Residential | Non-Incentive | 3 - Installed | 2023-04-17 | 2023-04-21 | 2023-06-13 | 27007 | 5401.4 | HAVASU SOLAR | Purchase
UNSEDG-09002 | 86413 | PV (Photovoltaic) | 7.48 | 12747 | Residential | Non-Incentive | 3 - Installed | 2023-04-17 | 2023-05-02 | 2023-07-05 | 23944 | 2000 | Our World Energy | Purchase
UNSEDG-09004 | 86409 | PV (Photovoltaic) | 8.55 | 16090 | Residential | Non-Incentive | 3 - Installed | 2023-04-18 | 2023-04-23 | 2023-06-02 | 48986 | 2000 | Our World Energy | Purchase
UNSEDG-09005 | 86406 | PV (Photovoltaic) | 10.4 | 18785 | Residential | Non-Incentive | 3 - Installed | 2023-04-18 | 2023-04-24 | 2023-06-12 | 44423 | 8884.6 | HAVASU SOLAR | Purchase
UNSEDG-09007 | 86409 | PV (Photovoltaic) | 14.4 | 25708 | Residential | Non-Incentive | 3 - Installed | 2023-04-18 | 2023-04-27 | 2023-06-14 | 46371.84 | 23185.92 | Mr Sunshine Solar LLC | Purchase
UNSEDG-09008 | 85648 | PV (Photovoltaic) | 9.43 | 16047 | Residential | Non-Incentive | 3 - Installed | 2023-04-18 | 2023-04-23 | 2023-10-02 | 32000 | 9600 | Sunup America | Purchase
UNSEDG-09009 | 86403 | PV (Photovoltaic) | 12 | 20498 | Residential | Non-Incentive | 3 - Installed | 2023-04-18 | 2023-05-09 | 2023-05-15 | 58750 | 2500 | Titan Solar Power | Purchase
UNSEDG-09011 | 86406 | PV (Photovoltaic) | 8.19 | 15178 | Residential | Non-Incentive | 3 - Installed | 2023-04-18 | 2023-04-23 | 2023-07-18 | 26208 | 2500 | VECTOR ENERGY LLC DBA FUSION POWER CO | Lease
UNSEDG-09012 | 86401 | PV (Photovoltaic) | 18.33 | 35802 | Residential | Non-Incentive | 3 - Installed | 2023-04-18 | 2023-04-27 | 2023-08-17 | 52651.92 | 2500 | VECTOR ENERGY LLC DBA FUSION POWER CO | Lease
UNSEDG-09013 | 86406 | PV (Photovoltaic) | 12 | 22547 | Residential | Non-Incentive | 3 - Installed | 2023-04-18 | 2023-04-23 | 2023-06-22 | 31141 | 6228.2 | HAVASU SOLAR | Purchase
UNSEDG-09017 | 86409 | PV (Photovoltaic) | 7.11 | 11965 | Residential | Non-Incentive | 3 - Installed | 2023-04-19 | 2023-06-02 | 2023-06-22 | 40896 | 2500 | Freedom Forever | Purchase
UNSEDG-09019 | 86409 | PV (Photovoltaic) | 13.6 | 25399 | Residential | Non-Incentive | 3 - Installed | 2023-04-19 | 2023-04-27 | 2023-08-17 | 40588.89 | 2500 | VECTOR ENERGY LLC DBA FUSION POWER CO | Lease
UNSEDG-09020 | 86406 | PV (Photovoltaic) | 11.9 | 20676 | Residential | Non-Incentive | 3 - Installed | 2023-04-19 | 2023-04-23 | 2023-08-24 | 27370 | 5474 | ESMAY ELECTRIC, INC. | Lease
UNSEDG-09036 | 86429 | PV (Photovoltaic) | 20 | 24573 | Residential | Non-Incentive | 3 - Installed | 2023-04-26 | 2023-06-28 | 2023-07-25 | 87550 | 2500 | TITAN SOLAR POWER | Purchase
UNSEDG-09022 | 86403 | PV (Photovoltaic) | 24 | 44994 | Residential | Non-Incentive | 3 - Installed | 2023-04-20 | 2023-05-25 | 2023-07-13 | 50000 | 0 | SELF INSTALL | Purchase
UNSEDG-09024 | 86404 | PV (Photovoltaic) | 12.95 | 23804 | Residential | Non-Incentive | 3 - Installed | 2023-04-20 | 2023-04-23 | 2023-06-14 | 43800 | 13140 | Sunup America | Purchase
UNSEDG-09033 | 86409 | PV (Photovoltaic) | 5.2 | 10188 | Residential | Non-Incentive | 3 - Installed | 2023-04-25 | 2023-07-07 | 2023-08-15 | 20180 | 2500 | TITAN SOLAR POWER | Lease
UNSEDG-09025 | 86401 | PV (Photovoltaic) | 6.75 | 11259 | Residential | Non-Incentive | 3 - Installed | 2023-04-21 | 2023-04-23 | 2023-06-16 | 75782 | 2000 | Our World Energy | Purchase
UNSEDG-09027 | 86401 | PV (Photovoltaic) | 8.2 | 15386 | Residential | Non-Incentive | 3 - Installed | 2023-04-21 | 2023-04-26 | 2023-08-03 | 27000 | 8100 | Sunup America | Purchase
UNSEDG-09070 | 85646 | PV (Photovoltaic) | 14 | 25558 | Residential | Non-Incentive | 3 - Installed | 2023-05-04 | 2023-09-12 | 2024-01-30 | 71440 | 11898.75 | The Solar Store | Purchase
UNSEDG-09029 | 86440 | PV (Photovoltaic) | 5.6 | 9654 | Residential | Non-Incentive | 3 - Installed | 2023-04-24 | 2023-05-02 | 2023-07-05 | 29556.77 | 2500 | TITAN SOLAR POWER | Purchase
UNSEDG-09031 | 86413 | PV (Photovoltaic) | 9 | 13471 | Residential | Non-Incentive | 3 - Installed | 2023-04-24 | 2023-04-26 | 2023-09-06 | 56500 | 1500 | OUR WORLD ENERGY | Purchase
UNSEDG-09037 | 86403 | PV (Photovoltaic) | 7.2 | 12746 | Residential | Non-Incentive | 3 - Installed | 2023-04-27 | 2023-05-02 | 2023-08-02 | 26751.78 | 2500 | TITAN SOLAR POWER | Purchase
UNSEDG-09040 | 86444 | PV (Photovoltaic) | 17.6 | 32851 | Residential | Non-Incentive | 3 - Installed | 2023-05-01 | 2023-05-01 | 2023-08-31 | 46072 | 9214.4 | HAVASU SOLAR | Purchase
UNSEDG-09035 | 86409 | PV (Photovoltaic) | 7.2 | 11880 | Residential | Non-Incentive | 3 - Installed | 2023-04-25 | 2023-04-26 | 2023-10-04 | 39061 | 2000 | ONEWORLDENERGY LLC | Purchase
UNSEDG-09038 | 86401 | PV (Photovoltaic) | 12 | 22484 | Residential | Non-Incentive | 3 - Installed | 2023-04-27 | 2023-05-02 | 2023-06-28 | 34760 | 6952 | HAVASU SOLAR | Purchase
UNSEDG-09039 | 86406 | PV (Photovoltaic) | 8.4 | 15778 | Residential | Non-Incentive | 3 - Installed | 2023-04-27 | 2023-05-02 | 2023-06-14 | 20748 | 4149.6 | HAVASU SOLAR | Purchase
UNSEDG-09041 | 86401 | PV (Photovoltaic) | 4.86 | 7890 | Residential | Non-Incentive | 3 - Installed | 2023-04-27 | 2023-05-02 | 2023-08-01 | 24990.81 | 1 | Capital Energy, LLC | Purchase
UNSEDG-09042 | 86401 | PV (Photovoltaic) | 4.05 | 7268 | Residential | Non-Incentive | 3 - Installed | 2023-04-27 | 2023-05-05 | 2023-08-21 | 20533.58 | 1 | Capital Energy, LLC | Purchase
UNSEDG-09050 | 86406 | PV (Photovoltaic) | 10.25 | 17916 | Residential | Non-Incentive | 3 - Installed | 2023-04-28 | 2023-05-08 | 2023-09-07 | 51249 | 15374.7 | Sunup America | Purchase
UNSEDG-09043 | 86406 | PV (Photovoltaic) | 14.43 | 24966 | Residential | Non-Incentive | 3 - Installed | 2023-04-28 | 2023-05-02 | 2023-09-07 | 87618.54 | 2000 | Icon Power | Purchase
UNSEDG-09118 | 86440 | PV (Photovoltaic) | 8 | 15067 | Residential | Non-Incentive | 3 - Installed | 2023-05-16 | 2023-05-19 | 2023-08-16 | 39656.5 | 2500 | TITAN SOLAR POWER | Purchase
UNSEDG-09044 | 86403 | PV (Photovoltaic) | 11.2 | 18941 | Residential | Non-Incentive | 3 - Installed | 2023-04-28 | 2023-05-02 | 2023-06-14 | 32144 | 6428.8 | HAVASU SOLAR | Purchase
UNSEDG-09207 | 86401 | PV (Photovoltaic) | 23.7 | 42583 | Non-Residential | Non-Incentive | 3 - Installed | 2023-06-05 | 2023-06-28 | 2023-12-22 | 53900 | 12000 | Angle Solar | Purchase
UNSEDG-09045 | 86413 | PV (Photovoltaic) | 8 | 15429 | Residential | Non-Incentive | 3 - Installed | 2023-04-28 | 2023-05-02 | 2023-11-15 | 42711.27 | 2500 | TITAN SOLAR POWER | Purchase
UNSEDG-09046 | 86409 | PV (Photovoltaic) | 5.07 | 9566 | Residential | Non-Incentive | 3 - Installed | 2023-04-28 | 2023-07-07 | 2023-10-24 | 17279.13 | 2500 | VECTOR ENERGY LLC DBA FUSION POWER CO | Lease
UNSEDG-09048 | 86409 | PV (Photovoltaic) | 12.58 | 24425 | Residential | Non-Incentive | 3 - Installed | 2023-04-28 | 2023-05-02 | 2023-06-28 | 29598 | 8879 | Streamline Solar Power Systems LLC | Purchase
UNSEDG-09049 | 86406 | PV (Photovoltaic) | 17.39 | 30083 | Residential | Non-Incentive | 3 - Installed | 2023-04-28 | 2023-05-11 | 2023-07-03 | 52370 | 15711 | Streamline Solar Power Systems LLC | Purchase
UNSEDG-09051 | 85648 | PV (Photovoltaic) | 13.95 | 24090 | Residential | Non-Incentive | 3 - Installed | 2023-04-28 | 2023-05-05 | 2023-09-20 | 71847 | 2000 | Our World Energy | Purchase
UNSEDG-09052 | 86406 | PV (Photovoltaic) | 10.8 | 19332 | Residential | Non-Incentive | 3 - Installed | 2023-04-28 | 2023-05-01 | 2023-06-06 | 48610 | 9722 | HAVASU SOLAR | Purchase
UNSEDG-09054 | 86401 | PV (Photovoltaic) | 5.67 | 10224 | Residential | Non-Incentive | 3 - Installed | 2023-04-28 | 2023-05-11 | 2023-07-27 | 28150 | 1 | Capital Energy, LLC | Purchase
UNSEDG-09057 | 86403 | PV (Photovoltaic) | 17.2 | 28895 | Residential | Non-Incentive | 3 - Installed | 2023-05-02 | 2023-05-02 | 2023-07-25 | 53000 | 26500 | Mr Sunshine Solar LLC | Purchase
UNSEDG-09106 | 86401 | PV (Photovoltaic) | 7.02 | 13807 | Residential | Non-Incentive | 3 - Installed | 2023-05-12 | 2023-05-12 | 2023-06-15 | 19000 | 1000 | Angle Solar | Purchase
UNSEDG-09055 | 86403 | PV (Photovoltaic) | 14.45 | 26088 | Residential | Non-Incentive | 3 - Installed | 2023-05-01 | 2023-05-02 | 2023-06-15 | 45517.5 | 9103.5 | ESMAY ELECTRIC, INC. | Lease
UNSEDG-09056 | 86406 | PV (Photovoltaic) | 16.4 | 27288 | Residential | Non-Incentive | 3 - Installed | 2023-05-01 | 2023-05-02 | 2023-07-07 | 75000 | 15000 | HAVASU SOLAR | Purchase
UNSEDG-09087 | 86429 | PV (Photovoltaic) | 9.49 | 15824 | Residential | Non-Incentive | 3 - Installed | 2023-05-09 | 2023-05-15 | 2023-06-23 | 26000 | 6000 | Owner Builder | Purchase
UNSEDG-09058 | 86406 | PV (Photovoltaic) | 11.6 | 21885 | Residential | Non-Incentive | 3 - Installed | 2023-05-02 | 2023-05-02 | 2023-06-15 | 34625 | 6925 | HAVASU SOLAR | Purchase
UNSEDG-09060 | 86403 | PV (Photovoltaic) | 6 | 11028 | Residential | Non-Incentive | 3 - Installed | 2023-05-02 | 2023-05-02 | 2023-06-15 | 30863 | 6172.6 | HAVASU SOLAR | Purchase
UNSEDG-09061 | 86406 | PV (Photovoltaic) | 12 | 21320 | Residential | Non-Incentive | 3 - Installed | 2023-05-02 | 2023-05-02 | 2023-06-22 | 61726 | 12345.2 | HAVASU SOLAR | Purchase
UNSEDG-09063 | 86406 | PV (Photovoltaic) | 8.8 | 15688 | Residential | Non-Incentive | 3 - Installed | 2023-05-02 | 2023-05-03 | 2023-06-15 | 41730 | 8346 | HAVASU SOLAR | Purchase
UNSEDG-09064 | 86406 | PV (Photovoltaic) | 9.02 | 16767 | Residential | Non-Incentive | 3 - Installed | 2023-05-02 | 2023-05-03 | 2023-08-11 | 51000 | 15300 | SUNUP AMERICA | Purchase
UNSEDG-09155 | 86403 | PV (Photovoltaic) | 4.8 | 9063 | Residential | Non-Incentive | 3 - Installed | 2023-05-23 | 2023-05-25 | 2023-06-22 | 133000 | 10000 | Mohave Solar | Purchase
UNSEDG-09154 | 86406 | PV (Photovoltaic) | 8 | 15105 | Residential | Non-Incentive | 3 - Installed | 2023-05-23 | 2023-05-25 | 2023-06-22 | 29180 | 10000 | Mohave Solar | Purchase
UNSEDG-09124 | 86406 | PV (Photovoltaic) | 10.8 | 20392 | Residential | Non-Incentive | 3 - Installed | 2023-05-17 | 2023-05-19 | 2023-06-14 | 29712 | 10000 | Mohave Solar | Purchase
UNSEDG-09065 | 85648 | PV (Photovoltaic) | 8 | 14406 | Residential | Non-Incentive | 3 - Installed | 2023-05-03 | 2023-05-10 | 2023-06-22 | 33745.79 | 2500 | Freedom Forever INC | Purchase
UNSEDG-09066 | 85621 | PV (Photovoltaic) | 8.925 | 14545 | Residential | Non-Incentive | 3 - Installed | 2023-05-03 | 2023-05-12 | 2023-07-05 | 47385.91 | 2500 | Freedom Forever | Purchase
UNSEDG-09074 | 85648 | PV (Photovoltaic) | 9.2 | 16304 | Residential | Non-Incentive | 3 - Installed | 2023-05-04 | 2023-05-15 | 2023-06-19 | 61928.36 | 2000 | Our World Energy | Lease
UNSEDG-09069 | 86413 | PV (Photovoltaic) | 10.8 | 20255 | Residential | Non-Incentive | 3 - Installed | 2023-05-03 | 2023-05-08 | 2023-09-13 | 33536 | 6707.2 | HAVASU SOLAR | Purchase
UNSEDG-09068 | 86441 | PV (Photovoltaic) | 14.4 | 23495 | Residential | Non-Incentive | 3 - Installed | 2023-05-03 | 2023-05-08 | 2023-10-05 | 80769 | 2000 | Our World Energy | Purchase
UNSEDG-09071 | 85648 | PV (Photovoltaic) | 8.8 | 15789 | Residential | Non-Incentive | 3 - Installed | 2023-05-04 | 2023-05-08 | 2023-08-17 | 43041 | 2500 | Freedom Forever INC | Purchase
UNSEDG-09072 | 86401 | PV (Photovoltaic) | 4.8 | 9334 | Residential | Non-Incentive | 3 - Installed | 2023-05-04 | 2023-05-15 | 2023-07-17 | 23649.43 | 2500 | Freedom Forever | Purchase
UNSEDG-09073 | 86404 | PV (Photovoltaic) | 11.2 | 20811 | Residential | Non-Incentive | 3 - Installed | 2023-05-04 | 2023-05-16 | 2023-07-12 | 28505 | 5701 | HAVASU SOLAR | Purchase
UNSEDG-09079 | 86409 | PV (Photovoltaic) | 6.15 | 10121 | Residential | Non-Incentive | 3 - Installed | 2023-05-08 | 2023-05-15 | 2023-09-08 | 14760 | 7380 | Mr Sunshine Solar LLC | Purchase
UNSEDG-09075 | 86406 | PV (Photovoltaic) | 9.6 | 16766 | Residential | Non-Incentive | 3 - Installed | 2023-05-05 | 2023-05-19 | 2023-09-06 | 55582.87 | 2500 | TITAN SOLAR POWER | Purchase
UNSEDG-09076 | 86406 | PV (Photovoltaic) | 6.8 | 12104 | Residential | Non-Incentive | 3 - Installed | 2023-05-05 | 2023-05-31 | 2023-06-15 | 25584.92 | 4000 | Southwest Electric, Inc. | Purchase
UNSEDG-09127 | 86406 | PV (Photovoltaic) | 8 | 15105 | Residential | Non-Incentive | 3 - Installed | 2023-05-18 | 2023-05-19 | 2023-06-13 | 23120 | 10000 | Mohave Solar | Purchase
UNSEDG-09077 | 86403 | PV (Photovoltaic) | 11.6 | 21772 | Residential | Non-Incentive | 3 - Installed | 2023-05-05 | 2023-05-12 | 2023-07-07 | 52024 | 10404.8 | HAVASU SOLAR | Purchase
UNSEDG-09085 | 86404 | PV (Photovoltaic) | 10.4 | 17429 | Residential | Non-Incentive | 3 - Installed | 2023-05-08 | 2023-06-12 | 2023-08-11 | 30000 | 5000 | Spectra Solar | Purchase
UNSEDG-09080 | 86403 | PV (Photovoltaic) | 17.2 | 28274 | Residential | Non-Incentive | 3 - Installed | 2023-05-08 | 2023-05-12 | 2023-07-11 | 84500 | 16900 | HAVASU SOLAR | Purchase
UNSEDG-09081 | 86406 | PV (Photovoltaic) | 15.975 | 26600 | Residential | Non-Incentive | 3 - Installed | 2023-05-08 | 2023-05-12 | 2023-10-06 | 70722.63 | 35361.32 | Mr Sunshine Solar LLC | Purchase
UNSEDG-09082 | 86406 | PV (Photovoltaic) | 13.6 | 24994 | Residential | Non-Incentive | 3 - Installed | 2023-05-08 | 2023-05-12 | 2023-06-28 | 68864 | 13772.8 | HAVASU SOLAR | Purchase
UNSEDG-09083 | 86406 | PV (Photovoltaic) | 17.6 | 30383 | Residential | Non-Incentive | 3 - Installed | 2023-05-08 | 2023-05-12 | 2023-07-10 | 102480 | 29280 | INDEPENDENT SOLAR | Purchase
UNSEDG-09084 | 86406 | PV (Photovoltaic) | 10.8 | 18966 | Residential | Non-Incentive | 3 - Installed | 2023-05-08 | 2023-05-12 | 2023-07-07 | 54686 | 10937.2 | HAVASU SOLAR | Purchase
UNSEDG-09086 | 86438 | PV (Photovoltaic) | 4.05 | 7528 | Residential | Non-Incentive | 3 - Installed | 2023-05-09 | 2023-05-19 | 2024-01-26 | 24163 | 2000 | Our World Energy | Purchase
UNSEDG-09088 | 86426 | PV (Photovoltaic) | 9.12 | 15185 | Residential | Non-Incentive | 3 - Installed | 2023-05-09 | 2023-05-24 | 2023-06-02 | 31500 | 3500 | GRACE FUSION POWER | Purchase
UNSEDG-09096 | 85621 | PV (Photovoltaic) | 8.1 | 14763 | Residential | Non-Incentive | 3 - Installed | 2023-05-10 | 2023-05-15 | 2023-09-12 | 37444 | 2000 | Our World Energy | Purchase
UNSEDG-09091 | 86404 | PV (Photovoltaic) | 12.3 | 23203 | Residential | Non-Incentive | 3 - Installed | 2023-05-10 | 2023-05-12 | 2023-08-11 | 43000 | 10000 | Mohave Solar | Purchase
UNSEDG-09092 | 86401 | PV (Photovoltaic) | 5.6 | 10817 | Residential | Non-Incentive | 3 - Installed | 2023-05-10 | 2023-05-12 | 2023-06-15 | 15684 | 5000 | Mohave Solar | Purchase
UNSEDG-09275 | 86403 | PV (Photovoltaic) | 8.8 | 14721 | Residential | Non-Incentive | 3 - Installed | 2023-06-19 | 2023-06-30 | 2023-08-01 | 23760 | 4752 | HAVASU SOLAR | Purchase
UNSEDG-09093 | 86404 | PV (Photovoltaic) | 19.2 | 31907 | Residential | Non-Incentive | 3 - Installed | 2023-05-10 | 2023-05-11 | 2024-02-20 | 46136.48 | 9227.3 | HAVASU SOLAR | Lease
UNSEDG-09094 | 86406 | PV (Photovoltaic) | 8 | 14859 | Residential | Non-Incentive | 3 - Installed | 2023-05-10 | 2023-05-12 | 2023-06-23 | 32149 | 6429.8 | HAVASU SOLAR | Purchase
UNSEDG-09095 | 86409 | PV (Photovoltaic) | 10.8 | 20127 | Residential | Non-Incentive | 3 - Installed | 2023-05-10 |  | 2023-07-17 | 31813 | 6362.6 | HAVASU SOLAR | Purchase
UNSEDG-09098 | 86406 | PV (Photovoltaic) | 14.4 | 26757 | Residential | Non-Incentive | 3 - Installed | 2023-05-11 | 2023-05-12 | 2023-06-23 | 33322 | 6664.4 | HAVASU SOLAR | Purchase
UNSEDG-09097 | 86401 | PV (Photovoltaic) | 14.4 | 27693 | Residential | Non-Incentive | 3 - Installed | 2023-05-11 | 2023-05-15 | 2023-06-09 | 53050 | 15915 | Tri State Solar & Wind Corp. | Purchase
UNSEDG-09099 | 86409 | PV (Photovoltaic) | 8.14 | 15900 | Residential | Non-Incentive | 3 - Installed | 2023-05-11 | 2023-08-22 | 2023-09-26 | 24319 | 7295.7 | SUNUP AMERICA | Purchase
UNSEDG-09100 | 86404 | PV (Photovoltaic) | 15.99 | 27223 | Residential | Non-Incentive | 3 - Installed | 2023-05-11 | 2023-05-12 | 2023-07-07 | 48980 | 14694 | NB Baker Electric AZ LLC DBA Streamline Solar | Purchase
UNSEDG-09277 | 85621 | PV (Photovoltaic) | 7.4 | 13149 | Residential | Non-Incentive | 3 - Installed | 2023-06-19 | 2023-07-12 | 2023-11-20 | 33400 | 5000 | Monsters Framing LLC | Purchase
UNSEDG-09101 | 86406 | PV (Photovoltaic) | 14.061 | 22855 | Residential | Non-Incentive | 3 - Installed | 2023-05-11 | 2023-05-12 | 2023-08-21 | 44531.97 | 8906.39 | ESMAY ELECTRIC, INC. | Purchase
UNSEDG-09102 | 86406 | PV (Photovoltaic) | 21.909 | 39104 | Residential | Non-Incentive | 3 - Installed | 2023-05-11 |  | 2023-08-16 | 69387.03 | 13877.41 | ESMAY ELECTRIC, INC. | Purchase
UNSEDG-09103 | 86406 | PV (Photovoltaic) | 12 | 18969 | Residential | Non-Incentive | 3 - Installed | 2023-05-11 | 2023-05-12 | 2023-07-10 | 54915 | 10983 | HAVASU SOLAR | Purchase
UNSEDG-09105 | 86406 | PV (Photovoltaic) | 15.91 | 29143 | Residential | Non-Incentive | 3 - Installed | 2023-05-11 | 2023-05-22 | 2024-01-05 | 72000 | 21600 | SUNUP AMERICA | Purchase
UNSEDG-09104 | 85648 | PV (Photovoltaic) | 18.86 | 34284 | Residential | Non-Incentive | 3 - Installed | 2023-05-11 | 2023-05-12 | 2024-03-25 | 80000 | 24000 | SUNUP AMERICA | Purchase
UNSEDG-09108 | 86413 | PV (Photovoltaic) | 13.365 | 22402 | Residential | Non-Incentive | 3 - Installed | 2023-05-12 | 2023-05-15 | 2023-08-24 | 49391 | 14817.3 | SUNUP AMERICA | Purchase
UNSEDG-09107 | 86401 | PV (Photovoltaic) | 9.2 | 15499 | Residential | Non-Incentive | 3 - Installed | 2023-05-12 | 2023-05-12 | 2023-07-25 | 22724 | 4544.8 | HAVASU SOLAR | Purchase
UNSEDG-09109 | 86409 | PV (Photovoltaic) | 12 | 21543 | Residential | Non-Incentive | 3 - Installed | 2023-05-12 | 2023-05-12 | 2023-07-18 | 30921 | 6184.2 | HAVASU SOLAR | Purchase
UNSEDG-09281 | 86406 | PV (Photovoltaic) | 12.8 | 23617 | Residential | Non-Incentive | 3 - Installed | 2023-06-20 | 2023-06-30 | 2023-08-15 | 26000 | 1000 | Mohave Solar | Purchase
UNSEDG-09110 | 86406 | PV (Photovoltaic) | 15.2 | 27360 | Residential | Non-Incentive | 3 - Installed | 2023-05-12 | 2023-05-12 | 2023-07-11 | 39104 | 7820.8 | HAVASU SOLAR | Purchase
UNSEDG-09111 | 86409 | PV (Photovoltaic) | 13.69 | 23146 | Residential | Non-Incentive | 3 - Installed | 2023-05-12 | 2023-05-31 | 2023-08-17 | 66402 | 19920.6 | sunup america | Purchase
UNSEDG-09146 | 86426 | PV (Photovoltaic) | 10.92 | 18132 | Residential | Non-Incentive | 3 - Installed | 2023-05-22 | 2023-05-25 | 2023-09-13 | 52038 | 2000 | Our World Energy | Lease
UNSEDG-09112 | 86404 | PV (Photovoltaic) | 15.84 | 27463 | Residential | Non-Incentive | 3 - Installed | 2023-05-15 | 2023-05-15 | 2023-07-18 | 62663 | 12532.6 | ESMAY ELECTRIC, INC. | Purchase
UNSEDG-09113 | 86403 | PV (Photovoltaic) | 12.4 | 22591 | Residential | Non-Incentive | 3 - Installed | 2023-05-15 | 2023-05-19 | 2023-07-18 | 33708 | 6741.6 | HAVASU SOLAR | Purchase
UNSEDG-09114 | 86406 | PV (Photovoltaic) | 9.6 | 17776 | Residential | Non-Incentive | 3 - Installed | 2023-05-15 | 2023-06-21 | 2023-08-21 | 42300 | 2500 | TITAN SOLAR POWER | Purchase
UNSEDG-09115 | 86401 | PV (Photovoltaic) | 4 | 6567 | Residential | Non-Incentive | 3 - Installed | 2023-05-15 | 2023-05-19 | 2023-08-17 | 20042.74 | 1000 | SunLink Energy | Purchase
UNSEDG-09116 | 85648 | PV (Photovoltaic) | 6.3 | 11127 | Residential | Non-Incentive | 3 - Installed | 2023-05-16 | 2023-05-19 | 2023-08-17 | 32678.13 | 2000 | Our World Energy | Purchase
UNSEDG-09117 | 86403 | PV (Photovoltaic) | 12.8 | 23397 | Residential | Non-Incentive | 3 - Installed | 2023-05-16 | 2023-05-19 | 2023-07-12 | 33176 | 6635.2 | HAVASU SOLAR | Purchase
UNSEDG-09122 | 86406 | PV (Photovoltaic) | 16 | 30336 | Residential | Non-Incentive | 3 - Installed | 2023-05-16 | 2023-05-19 | 2024-06-06 | 30000 | 6000 | OWNER/BUILDER | Purchase
UNSEDG-09121 | 86406 | PV (Photovoltaic) | 7.2 | 13185 | Residential | Non-Incentive | 3 - Installed | 2023-05-16 | 2023-05-19 | 2023-07-07 | 20442 | 4088.4 | HAVASU SOLAR | Purchase
UNSEDG-09335 | 85646 | PV (Photovoltaic) | 4 | 7383 | Residential | Non-Incentive | 3 - Installed | 2023-07-06 | 2023-08-22 | 2023-10-18 | 2792 | 1396 | The Solar Store | Purchase
UNSEDG-09125 | 86413 | PV (Photovoltaic) | 18.04 | 30368 | Residential | Non-Incentive | 3 - Installed | 2023-05-17 | 2023-05-23 | 2023-08-24 | 60000 | 18000 | SUNUP AMERICA | Purchase
UNSEDG-09123 | 86401 | PV (Photovoltaic) | 7.2 | 12175 | Residential | Non-Incentive | 3 - Installed | 2023-05-17 | 2023-05-25 | 2023-08-17 | 31400 | 1000 | SunLink Energy | Purchase
UNSEDG-09126 | 86426 | PV (Photovoltaic) | 7.02 | 13543 | Residential | Non-Incentive | 3 - Installed | 2023-05-17 | 2023-05-19 | 2023-08-16 | 46915.08 | 2000 | Our World Energy | Lease
UNSEDG-09135 | 86409 | PV (Photovoltaic) | 8 | 13308 | Residential | Non-Incentive | 3 - Installed | 2023-05-19 | 2023-05-19 | 2023-11-17 | 52496.18 | 2500 | TITAN SOLAR POWER | Purchase
UNSEDG-09129 | 86403 | PV (Photovoltaic) | 9.6 | 18090 | Residential | Non-Incentive | 3 - Installed | 2023-05-18 | 2023-05-19 | 2023-06-23 | 28500 | 10000 | Mohave Solar | Purchase
UNSEDG-09128 | 86426 | PV (Photovoltaic) | 7.02 | 11708 | Residential | Non-Incentive | 3 - Installed | 2023-05-18 | 2023-05-19 | 2023-08-30 | 46896.96 | 2000 | Our World Energy | Lease
UNSEDG-09130 | 86441 | PV (Photovoltaic) | 8.8 | 14414 | Residential | Non-Incentive | 3 - Installed | 2023-05-18 | 2023-05-31 | 2024-05-09 | 52500 | 2500 | TITAN SOLAR POWER | Purchase
UNSEDG-09184 | 86409 | PV (Photovoltaic) | 7.6 | 12567 | Residential | Non-Incentive | 3 - Installed | 2023-05-31 | 2023-06-12 | 2023-10-26 | 50575.8 | 8429 | Universal Solar Direct | Purchase
UNSEDG-09131 | 86404 | PV (Photovoltaic) | 11.2 | 19633 | Residential | Non-Incentive | 3 - Installed | 2023-05-18 | 2023-05-19 | 2023-12-18 | 37520 | 7504 | ESMAY ELECTRIC, INC. | Purchase
UNSEDG-09132 | 86406 | PV (Photovoltaic) | 10.4 | 18516 | Residential | Non-Incentive | 3 - Installed | 2023-05-18 | 2023-05-19 | 2023-07-10 | 26109 | 5221.8 | HAVASU SOLAR | Purchase
UNSEDG-09176 | 85621 | PV (Photovoltaic) | 6.4 | 10512 | Residential | Non-Incentive | 3 - Installed | 2023-05-29 | 2023-06-14 | 2024-05-06 | 31680 | 10000 | TITE HOME | Purchase
UNSEDG-09141 | 86409 | PV (Photovoltaic) | 12.25 | 22538 | Residential | Non-Incentive | 3 - Installed | 2023-05-19 | 2023-07-14 | 2023-08-02 | 58155 | 13875 | Sundial Solar | Purchase
UNSEDG-09133 | 86426 | PV (Photovoltaic) | 11.7 | 19103 | Residential | Non-Incentive | 3 - Installed | 2023-05-19 | 2023-05-19 | 2023-12-13 | 77004.6 | 2000 | Our World Energy | Lease
UNSEDG-09134 | 86404 | PV (Photovoltaic) | 12.09 | 20427 | Residential | Non-Incentive | 3 - Installed | 2023-05-19 | 2023-06-26 | 2023-12-21 | 73059.36 | 2000 | Our World Energy | Lease
UNSEDG-09149 | 86401 | PV (Photovoltaic) | 4.05 | 6553 | Residential | Non-Incentive | 3 - Installed | 2023-05-22 | 2023-05-25 | 2023-07-17 | 26063 | 2000 | OUR WORLD ENERGY | Purchase
UNSEDG-09138 | 86403 | PV (Photovoltaic) | 12 | 21207 | Residential | Non-Incentive | 3 - Installed | 2023-05-19 | 2023-05-19 | 2023-07-25 | 36877 | 7375.4 | Havasu Solar | Purchase
UNSEDG-09139 | 86401 | PV (Photovoltaic) | 5.07 | 9346 | Residential | Non-Incentive | 3 - Installed | 2023-05-19 | 2023-05-23 | 2023-09-01 | 28783.47 | 2000 | Our World Energy | Purchase
UNSEDG-09140 | 86406 | PV (Photovoltaic) | 11.2 | 20873 | Residential | Non-Incentive | 3 - Installed | 2023-05-19 | 2023-05-25 | 2023-07-17 | 33064 | 6612.8 | Havasu Solar | Purchase
UNSEDG-09142 | 86406 | PV (Photovoltaic) | 13.2 | 24718 | Residential | Non-Incentive | 3 - Installed | 2023-05-19 | 2023-05-25 | 2023-08-04 | 41476 | 8295.2 | HAVASU SOLAR | Purchase
UNSEDG-09143 | 86406 | PV (Photovoltaic) | 20 | 35052 | Residential | Non-Incentive | 3 - Installed | 2023-05-22 | 2023-05-25 | 2023-07-28 | 51921 | 10384.2 | HAVASU SOLAR | Purchase
UNSEDG-09144 | 86406 | PV (Photovoltaic) | 15.54 | 26039 | Residential | Non-Incentive | 3 - Installed | 2023-05-22 | 2023-05-25 | 2023-07-07 | 37550 | 11265 | NB Baker Electric AZ LLC DBA Streamline Solar | Purchase
UNSEDG-09147 | 86403 | PV (Photovoltaic) | 15.2 | 26521 | Residential | Non-Incentive | 3 - Installed | 2023-05-22 | 2023-05-25 | 2023-07-17 | 40000 | 8000 | HAVASU SOLAR | Purchase
UNSEDG-09148 | 86403 | PV (Photovoltaic) | 6.4 | 11455 | Residential | Non-Incentive | 3 - Installed | 2023-05-22 | 2023-05-25 | 2023-07-12 | 15809 | 3161.8 | HAVASU SOLAR | Purchase
UNSEDG-09151 | 86438 | PV (Photovoltaic) | 15.99 | 26803 | Residential | Non-Incentive | 3 - Installed | 2023-05-22 | 2023-06-12 | 2023-09-07 | 65558 | 19667.4 | SUNUP AMERICA | Purchase
UNSEDG-09150 | 86401 | PV (Photovoltaic) | 8.4 | 16206 | Residential | Non-Incentive | 3 - Installed | 2023-05-22 | 2023-05-31 | 2023-07-14 | 20248 | 4049.6 | HAVASU SOLAR | Purchase
UNSEDG-09153 | 85648 | PV (Photovoltaic) | 9.75 | 16389 | Residential | Non-Incentive | 3 - Installed | 2023-05-23 | 2023-05-25 | 2023-09-01 | 58800.19 | 2000 | Our World Energy | Purchase
UNSEDG-09156 | 86406 | PV (Photovoltaic) | 10.4 | 19598 | Residential | Non-Incentive | 3 - Installed | 2023-05-23 | 2023-05-25 | 2023-06-29 | 62744 | 10000 | Mohave Solar | Purchase
UNSEDG-09177 | 86401 | PV (Photovoltaic) | 4.4 | 7497 | Residential | Non-Incentive | 3 - Installed | 2023-05-30 | 2023-06-05 | 2023-07-27 | 22052.66 | 2500 | TITAN SOLAR POWER | Purchase
UNSEDG-09157 | 86403 | PV (Photovoltaic) | 10.8 | 20032 | Residential | Non-Incentive | 3 - Installed | 2023-05-23 | 2023-05-25 | 2023-07-17 | 28287 | 5657.4 | HAVASU SOLAR | Purchase
UNSEDG-09158 | 86404 | PV (Photovoltaic) | 10.8 | 19422 | Residential | Non-Incentive | 3 - Installed | 2023-05-23 | 2023-05-25 | 2023-07-12 | 33537 | 6707.4 | HAVASU SOLAR | Purchase
UNSEDG-09160 | 86403 | PV (Photovoltaic) | 13.92 | 24306 | Residential | Non-Incentive | 3 - Installed | 2023-05-23 | 2023-05-26 | 2023-07-18 | 47328 | 9465.6 | ESMAY ELECTRIC, INC. | Lease
UNSEDG-09161 | 86401 | PV (Photovoltaic) | 8.1 | 14346 | Residential | Non-Incentive | 3 - Installed | 2023-05-23 | 2023-05-25 | 2023-08-17 | 49554 | 14866.2 | SUNUP AMERICA | Purchase
UNSEDG-09163 | 86409 | PV (Photovoltaic) | 10.4 | 17939 | Residential | Non-Incentive | 3 - Installed | 2023-05-24 | 2023-05-25 | 2023-07-14 | 29735 | 5947 | HAVASU SOLAR | Purchase
UNSEDG-09164 | 86406 | PV (Photovoltaic) | 12.8 | 19994 | Residential | Non-Incentive | 3 - Installed | 2023-05-24 | 2023-05-25 | 2023-07-17 | 32217 | 6443.4 | HAVASU SOLAR | Purchase
UNSEDG-09165 | 86401 | PV (Photovoltaic) | 6.885 | 11502 | Residential | Non-Incentive | 3 - Installed | 2023-05-24 | 2023-05-26 | 2023-07-17 | 0 | 0 | TML International LLC DBA InfinitySolar | Purchase
UNSEDG-09166 | 86401 | PV (Photovoltaic) | 8.1 | 14094 | Residential | Non-Incentive | 3 - Installed | 2023-05-24 | 2023-05-26 | 2023-10-05 | 0 | 0 | TML International LLC DBA InfinitySolar | Purchase
UNSEDG-09167 | 86401 | PV (Photovoltaic) | 5.265 | 9942 | Residential | Non-Incentive | 3 - Installed | 2023-05-24 | 2023-05-26 | 2024-02-08 | 0 | 0 | TML International LLC DBA InfinitySolar | Purchase
UNSEDG-09169 | 86409 | PV (Photovoltaic) | 4.8 | 9412 | Residential | Non-Incentive | 3 - Installed | 2023-05-24 | 2023-05-25 | 2023-06-29 | 25769.2 | 2500 | TITAN SOLAR POWER | Purchase
UNSEDG-09170 | 85648 | PV (Photovoltaic) | 11.2 | 17826 | Residential | Non-Incentive | 3 - Installed | 2023-05-24 | 2023-07-05 | 2023-10-13 | 31920 | 28728 | Erus Energy | Purchase
UNSEDG-09282 | 86406 | PV (Photovoltaic) | 6 | 11295 | Residential | Non-Incentive | 3 - Installed | 2023-06-20 | 2023-06-30 | 2023-08-21 | 18000 | 10000 | Mohave Solar | Purchase
UNSEDG-09279 | 86413 | PV (Photovoltaic) | 9.6 | 17988 | Residential | Non-Incentive | 3 - Installed | 2023-06-20 | 2023-06-30 | 2023-09-20 | 25000 | 10000 | Mohave Solar | Purchase
UNSEDG-09171 | 86406 | PV (Photovoltaic) | 14 | 24194 | Residential | Non-Incentive | 3 - Installed | 2023-05-25 | 2023-05-25 | 2023-08-07 | 35180 | 7036 | HAVASU SOLAR | Purchase
UNSEDG-09173 | 86406 | PV (Photovoltaic) | 10.25 | 18202 | Residential | Non-Incentive | 3 - Installed | 2023-05-25 | 2023-06-08 | 2023-09-19 | 48370 | 10000 | Solar Topps, LLC | Purchase
UNSEDG-09215 | 85648 | PV (Photovoltaic) | 8.1 | 14263 | Residential | Non-Incentive | 3 - Installed | 2023-06-06 | 2023-06-28 | 2023-10-04 | 41524.34 | 2000 | Our World Energy | Purchase
UNSEDG-09182 | 86401 | PV (Photovoltaic) | 6 | 10272 | Residential | Non-Incentive | 3 - Installed | 2023-05-31 | 2023-06-05 | 2023-07-07 | 36012 | 6000 | UNIVERSAL SOLAR DIRECT | Purchase
UNSEDG-09175 | 86403 | PV (Photovoltaic) | 8.51 | 15858 | Residential | Non-Incentive | 3 - Installed | 2023-05-26 | 2023-06-05 | 2023-07-10 | 52370 | 15711 | NB Baker Electric AZ LLC DBA Streamline Solar | Purchase
UNSEDG-09178 | 86406 | PV (Photovoltaic) | 12.96 | 22122 | Residential | Non-Incentive | 3 - Installed | 2023-05-30 | 2023-06-05 | 2023-08-21 | 39528 | 7905.6 | ESMAY ELECTRIC, INC. | Purchase
UNSEDG-09179 | 85646 | PV (Photovoltaic) | 3.2 | 5829 | Residential | Non-Incentive | 3 - Installed | 2023-05-30 | 2023-06-05 | 2023-09-18 | 11330 | 2500 | VECTOR ENERGY LLC DBA FUSION POWER CO | Purchase
UNSEDG-09180 | 86404 | PV (Photovoltaic) | 13.2 | 24299 | Residential | Non-Incentive | 3 - Installed | 2023-05-30 | 2023-06-05 | 2023-08-17 | 34994 | 6998.8 | HAVASU SOLAR | Purchase
UNSEDG-09246 | 85646 | PV (Photovoltaic) | 5.265 | 9833 | Residential | Non-Incentive | 3 - Installed | 2023-06-13 | 2023-08-01 | 2023-09-26 | 21057.46 | 500 | SUNSOLAR SOLUTIONS | Purchase
UNSEDG-09181 | 86404 | PV (Photovoltaic) | 10.66 | 17990 | Residential | Non-Incentive | 3 - Installed | 2023-05-30 | 2023-06-05 | 2023-07-31 | 33790 | 10137 | NB Baker Electric AZ LLC DBA Streamline Solar | Purchase
UNSEDG-09183 | 86406 | PV (Photovoltaic) | 13.485 | 23722 | Residential | Non-Incentive | 3 - Installed | 2023-05-31 | 2023-06-05 | 2023-08-21 | 45849 | 9169.8 | ESMAY ELECTRIC, INC. | Lease
UNSEDG-09185 | 86406 | PV (Photovoltaic) | 10.8 | 18468 | Residential | Non-Incentive | 3 - Installed | 2023-05-31 | 2023-06-12 | 2023-08-04 | 27894 | 5578.8 | HAVASU SOLAR | Purchase
UNSEDG-09186 | 86406 | PV (Photovoltaic) | 4.8 | 8783 | Residential | Non-Incentive | 3 - Installed | 2023-05-31 | 2023-06-21 | 2023-08-04 | 16500 | 3300 | HAVASU SOLAR | Purchase
UNSEDG-09188 | 86406 | PV (Photovoltaic) | 12 | 22398 | Residential | Non-Incentive | 3 - Installed | 2023-05-31 | 2023-06-12 | 2023-07-25 | 44167 | 8833.4 | HAVASU SOLAR | Purchase
UNSEDG-09209 | 86401 | PV (Photovoltaic) | 4.345 | 8460 | Residential | Non-Incentive | 3 - Installed | 2023-06-05 | 2023-06-12 | 2023-07-17 | 15000 | 1000 | Angle Solar | Purchase
UNSEDG-09208 | 86401 | PV (Photovoltaic) | 6.32 | 12437 | Residential | Non-Incentive | 3 - Installed | 2023-06-05 | 2023-06-16 | 2023-08-30 | 19000 | 1000 | Angle Solar | Purchase
UNSEDG-09189 | 86413 | PV (Photovoltaic) | 10.4 | 18344 | Residential | Non-Incentive | 3 - Installed | 2023-05-31 |  | 2023-08-09 | 75000 | 15000 | HAVASU SOLAR | Purchase
UNSEDG-09190 | 86406 | PV (Photovoltaic) | 6.8 | 12710 | Residential | Non-Incentive | 3 - Installed | 2023-05-31 | 2023-06-12 | 2023-08-04 | 27000 | 5400 | HAVASU SOLAR | Purchase
UNSEDG-09194 | 86406 | PV (Photovoltaic) | 18.705 | 30736 | Residential | Non-Incentive | 3 - Installed | 2023-06-01 | 2023-06-12 | 2023-08-31 | 57566.25 | 11513.25 | ESMAY ELECTRIC, INC. | Lease
UNSEDG-09191 | 86406 | PV (Photovoltaic) | 9.81 | 17146 | Residential | Non-Incentive | 3 - Installed | 2023-05-31 | 2023-06-12 | 2023-08-24 | 29287 | 5857.4 | ESMAY ELECTRIC, INC. | Purchase
UNSEDG-09192 | 86441 | PV (Photovoltaic) | 6.56 | 12737 | Residential | Non-Incentive | 3 - Installed | 2023-05-31 | 2023-06-12 | 2023-08-18 | 46000 | 32200 | SUNUP AMERICA | Purchase
UNSEDG-09193 | 86441 | PV (Photovoltaic) | 9.6 | 18165 | Residential | Non-Incentive | 3 - Installed | 2023-06-01 | 2023-06-12 | 2023-08-18 | 82866 | 2500 | VECTOR ENERGY LLC DBA FUSION POWER CO | Purchase
UNSEDG-09195 | 86406 | PV (Photovoltaic) | 9.72 | 16895 | Residential | Non-Incentive | 3 - Installed | 2023-06-01 | 2023-06-12 | 2023-08-18 | 30132 | 6026.4 | ESMAY ELECTRIC, INC. | Purchase
UNSEDG-09196 | 86426 | PV (Photovoltaic) | 12.6 | 22033 | Residential | Non-Incentive | 3 - Installed | 2023-06-01 | 2023-06-12 | 2023-08-24 | 23085 | 2000 | Our World Energy | Purchase
UNSEDG-09197 | 86404 | PV (Photovoltaic) | 9.84 | 17659 | Residential | Non-Incentive | 3 - Installed | 2023-06-01 | 2023-06-12 | 2023-10-25 | 60000 | 18000 | Sun Up America | Purchase
UNSEDG-09198 | 86405 | PV (Photovoltaic) | 11.48 | 19631 | Residential | Non-Incentive | 3 - Installed | 2023-06-01 | 2023-06-12 | 2023-10-06 | 58544 | 17556.2 | SunUp America | Purchase
UNSEDG-09199 | 86406 | PV (Photovoltaic) | 10.8 | 20099 | Residential | Non-Incentive | 3 - Installed | 2023-06-02 | 2023-07-07 | 2023-08-17 | 31491 | 6298.2 | HAVASU SOLAR | Purchase
UNSEDG-09206 | 86404 | PV (Photovoltaic) | 11.2 | 20811 | Residential | Non-Incentive | 3 - Installed | 2023-06-05 | 2023-06-20 | 2023-07-14 | 32005 | 6401 | HAVASU SOLAR | Purchase
UNSEDG-09200 | 86406 | PV (Photovoltaic) | 6.8 | 12727 | Residential | Non-Incentive | 3 - Installed | 2023-06-02 | 2023-06-12 | 2023-08-01 | 17296 | 3459.2 | HAVASU SOLAR | Purchase
UNSEDG-09203 | 86404 | PV (Photovoltaic) | 10.8 | 19784 | Residential | Non-Incentive | 3 - Installed | 2023-06-02 | 2023-06-12 | 2023-09-07 | 28837 | 5767.4 | HAVASU SOLAR | Purchase
UNSEDG-09204 | 86413 | PV (Photovoltaic) | 18.86 | 24821 | Residential | Non-Incentive | 3 - Installed | 2023-06-02 | 2023-09-15 | 2024-02-21 | 68388 | 20516.4 | sunup america | Purchase
UNSEDG-09205 | 86413 | PV (Photovoltaic) | 5.4 | 8967 | Residential | Non-Incentive | 3 - Installed | 2023-06-05 | 2023-06-12 | 2023-08-04 | 70319 | 2000 | Our World Energy | Purchase
UNSEDG-09210 | 86401 | PV (Photovoltaic) | 6.4 | 12348 | Residential | Non-Incentive | 3 - Installed | 2023-06-05 | 2023-06-12 | 2023-08-15 | 51864 | 10372.8 | HAVASU SOLAR | Purchase
UNSEDG-09263 | 86401 | PV (Photovoltaic) | 5.135 | 9411 | Residential | Non-Incentive | 3 - Installed | 2023-06-16 | 2023-06-28 | 2023-08-16 | 17000 | 1000 | Angle Solar | Purchase
UNSEDG-09211 | 86404 | PV (Photovoltaic) | 51.75 | 86820 | Non-Residential | Non-Incentive | 3 - Installed | 2023-06-05 | 2023-10-18 | 2024-01-04 | 145935 | 29187 | ESMAY ELECTRIC, INC. | Purchase
UNSEDG-09212 | 86406 | PV (Photovoltaic) | 11.48 | 20955 | Residential | Non-Incentive | 3 - Installed | 2023-06-06 | 2023-06-12 | 2023-08-24 | 31110 | 9333 | NB Baker Electric AZ LLC DBA Streamline Solar | Purchase
UNSEDG-09213 | 86426 | PV (Photovoltaic) | 8.19 | 13555 | Residential | Non-Incentive | 3 - Installed | 2023-06-06 | 2023-06-12 | 2023-10-25 | 49428 | 2000 | Our World Energy | Lease
UNSEDG-09280 | 86406 | PV (Photovoltaic) | 12.32 | 23292 | Residential | Non-Incentive | 3 - Installed | 2023-06-20 | 2023-06-30 | 2023-08-16 | 33300 | 10000 | Mohave Solar | Purchase
UNSEDG-09214 | 85621 | PV (Photovoltaic) | 15.84 | 27051 | Residential | Non-Incentive | 3 - Installed | 2023-06-06 | 2023-06-20 | 2024-02-02 | 65129.55 | 3643.2 | Solgen Power, LLC | Purchase
UNSEDG-09292 | 86401 | PV (Photovoltaic) | 7.2 | 12211 | Residential | Non-Incentive | 3 - Installed | 2023-06-23 | 2023-07-07 | 2023-08-23 | 19000 | 2000 | Angle Solar | Purchase
UNSEDG-09216 | 86401 | PV (Photovoltaic) | 6.24 | 10383 | Residential | Non-Incentive | 3 - Installed | 2023-06-06 | 2023-06-12 | 2023-08-04 | 51830.29 | 2000 | Icon Power | Purchase
UNSEDG-09217 | 86401 | PV (Photovoltaic) | 7.4 | 12476 | Residential | Non-Incentive | 3 - Installed | 2023-06-06 | 2023-06-21 | 2023-09-08 | 43992 | 13197.6 | SunUp America | Purchase
UNSEDG-09230 | 86413 | PV (Photovoltaic) | 10.4 | 17352 | Residential | Non-Incentive | 3 - Installed | 2023-06-08 | 2023-06-20 | 2023-08-16 | 30723 | 6144.6 | HAVASU SOLAR | Purchase
UNSEDG-09218 | 86403 | PV (Photovoltaic) | 10 | 16809 | Residential | Non-Incentive | 3 - Installed | 2023-06-06 | 2023-06-12 | 2023-08-02 | 37346 | 7469.2 | HAVASU SOLAR | Purchase
UNSEDG-09219 | 86413 | PV (Photovoltaic) | 8.2 | 15955 | Residential | Non-Incentive | 3 - Installed | 2023-06-07 | 2023-06-20 | 2023-08-02 | 16331 | 4899 | NB Baker Electric AZ LLC DBA Streamline Solar | Purchase
UNSEDG-09220 | 86401 | PV (Photovoltaic) | 7.65 | 12966 | Residential | Non-Incentive | 3 - Installed | 2023-06-07 | 2023-06-20 | 2023-08-03 | 41351.35 | 2000 | Our World Energy | Purchase
UNSEDG-09221 | 86426 | PV (Photovoltaic) | 8.97 | 14806 | Residential | Non-Incentive | 3 - Installed | 2023-06-07 | 2023-06-20 | 2023-09-01 | 36236.64 | 2000 | OUR WORLD ENERGY | Purchase
UNSEDG-09223 | 86429 | PV (Photovoltaic) | 11.48 | 18793 | Residential | Non-Incentive | 3 - Installed | 2023-06-07 | 2023-06-20 | 2023-09-28 | 47500 | 14250 | SUNUP AMERICA | Purchase
UNSEDG-09224 | 86403 | PV (Photovoltaic) | 11.89 | 20434 | Residential | Non-Incentive | 3 - Installed | 2023-06-07 | 2023-06-21 | 2023-08-25 | 36000 | 10800 | SUNUP AMERICA | Purchase
UNSEDG-09225 | 86406 | PV (Photovoltaic) | 14 | 26332 | Residential | Non-Incentive | 3 - Installed | 2023-06-08 | 2023-06-20 | 2023-08-07 | 36230 | 7246 | HAVASU SOLAR | Purchase
UNSEDG-09226 | 86409 | PV (Photovoltaic) | 6 | 11576 | Residential | Non-Incentive | 3 - Installed | 2023-06-08 | 2023-06-20 | 2023-08-11 | 17726 | 3545.2 | HAVASU SOLAR | Purchase
UNSEDG-09227 | 86409 | PV (Photovoltaic) | 14.4 | 24963 | Residential | Non-Incentive | 3 - Installed | 2023-06-08 | 2023-06-26 | 2023-08-07 | 66770.68 | 2000 | Icon Power | Purchase
UNSEDG-09228 | 86401 | PV (Photovoltaic) | 8.8 | 16859 | Residential | Non-Incentive | 3 - Installed | 2023-06-08 | 2023-06-26 | 2023-10-24 | 46947.51 | 2000 | Icon Power | Purchase
UNSEDG-09229 | 86401 | PV (Photovoltaic) | 13.2 | 26209 | Residential | Non-Incentive | 3 - Installed | 2023-06-08 | 2023-06-26 | 2023-08-17 | 63022.23 | 2000 | Icon Power | Purchase
UNSEDG-09231 | 86406 | PV (Photovoltaic) | 19.27 | 33139 | Residential | Non-Incentive | 3 - Installed | 2023-06-08 | 2023-06-28 | 2023-09-05 | 56000 | 16800 | Sun Up America | Purchase
UNSEDG-09233 | 86406 | PV (Photovoltaic) | 12.3 | 20101 | Residential | Non-Incentive | 3 - Installed | 2023-06-08 | 2023-06-21 | 2023-08-21 | 35700 | 10710 | SUNUP AMERICA | Purchase
UNSEDG-09235 | 85621 | PV (Photovoltaic) | 3.2 | 5252 | Residential | Non-Incentive | 3 - Installed | 2023-06-09 | 2023-06-21 | 2023-09-01 | 34840.34 | 16503.32 | Erus Energy | Purchase
UNSEDG-09234 | 86413 | PV (Photovoltaic) | 6.56 | 11174 | Residential | Non-Incentive | 3 - Installed | 2023-06-09 | 2023-06-21 | 2023-08-18 | 56001 | 16800.3 | SunUp America | Purchase
UNSEDG-09236 | 86401 | PV (Photovoltaic) | 7.2 | 12122 | Residential | Non-Incentive | 3 - Installed | 2023-06-09 | 2023-06-20 | 2023-08-16 | 37511 | 7502.2 | HAVASU SOLAR | Purchase
UNSEDG-09238 | 86401 | PV (Photovoltaic) | 6 | 11812 | Residential | Non-Incentive | 3 - Installed | 2023-06-09 | 2023-06-20 | 2023-08-21 | 16021 | 3204.2 | HAVASU SOLAR | Purchase
UNSEDG-09239 | 86403 | PV (Photovoltaic) | 11.2 | 18686 | Residential | Non-Incentive | 3 - Installed | 2023-06-09 | 2023-06-20 | 2023-09-07 | 51344 | 10268.8 | HAVASU SOLAR | Purchase
UNSEDG-09240 | 86404 | PV (Photovoltaic) | 13.6 | 21502 | Residential | Non-Incentive | 3 - Installed | 2023-06-09 | 2023-06-20 | 2023-08-09 | 66433 | 13286.6 | HAVASU SOLAR | Purchase
UNSEDG-09241 | 86404 | PV (Photovoltaic) | 6.97 | 12617 | Residential | Non-Incentive | 3 - Installed | 2023-06-09 | 2023-07-24 | 2023-09-15 | 21000 | 6300 | SunUp America | Purchase
UNSEDG-09247 | 86426 | PV (Photovoltaic) | 11.7 | 19491 | Residential | Non-Incentive | 3 - Installed | 2023-06-13 | 2023-06-20 | 2024-01-24 | 68022.84 | 2000 | Our World Energy | Lease
UNSEDG-09242 | 86409 | PV (Photovoltaic) | 12.8 | 22672 | Residential | Non-Incentive | 3 - Installed | 2023-06-12 | 2023-07-11 | 2023-11-09 | 61174.56 | 2500 | Freedom Forever INC | Purchase
UNSEDG-09243 | 86401 | PV (Photovoltaic) | 8 | 15901 | Residential | Non-Incentive | 3 - Installed | 2023-06-12 | 2023-06-20 | 2023-07-27 | 40406.89 | 2000 | Icon Power | Purchase
UNSEDG-09244 | 86401 | PV (Photovoltaic) | 9.2 | 14478 | Residential | Non-Incentive | 3 - Installed | 2023-06-12 | 2023-07-10 | 2023-08-21 | 42908.08 | 1000 | SunLink Energy LLC | Purchase
UNSEDG-09245 | 86406 | PV (Photovoltaic) | 10.25 | 19028 | Residential | Non-Incentive | 3 - Installed | 2023-06-13 | 2023-08-03 | 2024-06-13 | 47310.34 | 2500 | Freedom Forever INC | Purchase
UNSEDG-09258 | 86426 | PV (Photovoltaic) | 11.31 | 18586 | Residential | Non-Incentive | 3 - Installed | 2023-06-15 | 2023-06-20 | 2023-08-01 | 61491.12 | 2000 | Our World Energy | Lease
UNSEDG-09248 | 86413 | PV (Photovoltaic) | 3.2 | 5304 | Residential | Non-Incentive | 3 - Installed | 2023-06-13 | 2023-06-20 | 2023-08-16 | 11720 | 2344 | HAVASU SOLAR | Purchase
UNSEDG-09249 | 86404 | PV (Photovoltaic) | 12.4 | 23305 | Residential | Non-Incentive | 3 - Installed | 2023-06-13 | 2023-07-25 | 2023-09-19 | 31409 | 6281.8 | HAVASU SOLAR | Purchase
UNSEDG-09283 | 86413 | PV (Photovoltaic) | 12.76 | 22721 | Residential | Non-Incentive | 3 - Installed | 2023-06-20 | 2023-08-07 | 2024-01-25 | 68781.61 | 34390.81 | T&K Electric Company | Purchase
UNSEDG-09251 | 86409 | PV (Photovoltaic) | 7.2 | 13877 | Residential | Non-Incentive | 3 - Installed | 2023-06-14 | 2023-06-20 | 2023-08-04 | 23040 | 4608 | HAVASU SOLAR | Purchase
UNSEDG-09252 | 86406 | PV (Photovoltaic) | 9.2 | 17262 | Residential | Non-Incentive | 3 - Installed | 2023-06-14 | 2023-07-10 | 2023-10-17 | 42131 | 10000 | Tite Home | Purchase
UNSEDG-09254 | 86406 | PV (Photovoltaic) | 14 | 25075 | Residential | Non-Incentive | 3 - Installed | 2023-06-14 | 2023-06-20 | 2023-08-17 | 42529 | 8505.8 | HAVASU SOLAR | Purchase
UNSEDG-09255 | 86406 | PV (Photovoltaic) | 11.6 | 19336 | Residential | Non-Incentive | 3 - Installed | 2023-06-14 | 2023-06-20 | 2023-08-16 | 47278 | 9455.6 | HAVASU SOLAR | Purchase
UNSEDG-09256 | 86404 | PV (Photovoltaic) | 11.6 | 19729 | Residential | Non-Incentive | 3 - Installed | 2023-06-14 | 2023-06-28 | 2023-08-24 | 47699 | 9539.8 | ESMAY ELECTRIC, INC. | Purchase
UNSEDG-09257 | 86406 | PV (Photovoltaic) | 38.28 | 52458 | Residential | Non-Incentive | 3 - Installed | 2023-06-14 | 2023-06-20 | 2023-10-13 | 130152 | 26030.4 | ESMAY ELECTRIC, INC. | Lease
UNSEDG-09259 | 86409 | PV (Photovoltaic) | 7.6 | 12980 | Residential | Non-Incentive | 3 - Installed | 2023-06-15 | 2023-08-01 | 2023-12-13 | 44637.91 | 5000 | On Point Solar Power | Purchase
UNSEDG-09260 | 86404 | PV (Photovoltaic) | 14 | 25948 | Residential | Non-Incentive | 3 - Installed | 2023-06-15 | 2023-07-10 | 2023-08-17 | 32759 | 6551.8 | HAVASU SOLAR | Purchase
UNSEDG-09262 | 86401 | PV (Photovoltaic) | 12.71 | 19893 | Residential | Non-Incentive | 3 - Installed | 2023-06-16 | 2023-06-28 | 2023-09-20 | 59000 | 17700 | SunUp America | Purchase
UNSEDG-09264 | 86444 | PV (Photovoltaic) | 9.84 | 16548 | Residential | Non-Incentive | 3 - Installed | 2023-06-16 | 2023-06-28 | 2023-09-12 | 45000 | 13500 | SUNUP AMERICA | Purchase
UNSEDG-09266 | 86404 | PV (Photovoltaic) | 20.4 | 33915 | Residential | Non-Incentive | 3 - Installed | 2023-06-16 | 2023-07-07 | 2023-10-19 | 83955 | 16791 | HAVASU SOLAR | Purchase
UNSEDG-09268 | 86409 | PV (Photovoltaic) | 10.875 | 19643 | Residential | Non-Incentive | 3 - Installed | 2023-06-19 | 2023-06-30 | 2023-09-19 | 36975 | 7395 | ESMAY ELECTRIC, INC. | Lease
UNSEDG-09269 | 86406 | PV (Photovoltaic) | 9.57 | 16943 | Residential | Non-Incentive | 3 - Installed | 2023-06-19 | 2023-07-10 | 2023-09-19 | 33138 | 6627.6 | ESMAY ELECTRIC, INC. | Lease
UNSEDG-09270 | 86404 | PV (Photovoltaic) | 18 | 32297 | Residential | Non-Incentive | 3 - Installed | 2023-06-19 | 2023-07-07 | 2023-09-01 | 48000 | 9600 | HAVASU SOLAR | Purchase
UNSEDG-09274 | 86406 | PV (Photovoltaic) | 16 | 27070 | Residential | Non-Incentive | 3 - Installed | 2023-06-19 | 2023-07-07 | 2023-08-24 | 40620 | 8124 | HAVASU SOLAR | Purchase
UNSEDG-09276 | 86401 | PV (Photovoltaic) | 3.6 | 6874 | Residential | Non-Incentive | 3 - Installed | 2023-06-19 | 2023-06-30 | 2023-08-21 | 14760 | 2952 | HAVASU SOLAR | Purchase
UNSEDG-09284 | 86401 | PV (Photovoltaic) | 3.2 | 6102 | Residential | Non-Incentive | 3 - Installed | 2023-06-21 | 2023-07-10 | 2023-09-14 | 12220 | 2444 | HAVASU SOLAR | Purchase
UNSEDG-09285 | 86401 | PV (Photovoltaic) | 8 | 14906 | Residential | Non-Incentive | 3 - Installed | 2023-06-21 | 2023-07-06 | 2024-01-16 | 23010 | 2000 | Icon Power | Lease
UNSEDG-09300 | 85646 | PV (Photovoltaic) | 10 | 17308 | Residential | Non-Incentive | 3 - Installed | 2023-06-27 | 2023-07-10 | 2023-11-30 | 42120 | 12636 | SAGUARO SOLAR ELECTRIC | Purchase
UNSEDG-09315 | 86406 | PV (Photovoltaic) | 10.4 | 19004 | Residential | Non-Incentive | 3 - Installed | 2023-06-30 | 2023-07-14 | 2024-02-21 | 59526.72 | 2000 | Our World Energy | Lease
UNSEDG-09310 | 86401 | PV (Photovoltaic) | 5.135 | 10004 | Residential | Non-Incentive | 3 - Installed | 2023-06-28 | 2023-07-10 | 2023-09-12 | 18000 | 2000 | Angle Solar | Purchase
UNSEDG-09287 | 86404 | PV (Photovoltaic) | 6.4 | 11218 | Residential | Non-Incentive | 3 - Installed | 2023-06-22 | 2023-07-06 | 2023-09-01 | 19909 | 3981.8 | HAVASU SOLAR | Purchase
UNSEDG-09350 | 86440 | PV (Photovoltaic) | 8 | 15067 | Residential | Non-Incentive | 3 - Installed | 2023-07-11 | 2023-07-13 | 2023-08-18 | 40078.85 | 2500 | TITAN SOLAR POWER | Purchase
UNSEDG-09288 | 86406 | PV (Photovoltaic) | 6 | 11188 | Residential | Non-Incentive | 3 - Installed | 2023-06-23 | 2023-07-11 | 2023-09-11 | 21816 | 4363.2 | HAVASU SOLAR | Purchase
UNSEDG-09289 | 85646 | PV (Photovoltaic) | 6.4 | 11539 | Residential | Non-Incentive | 3 - Installed | 2023-06-23 | 2023-07-11 | 2023-12-13 | 51660 | 14760 | INDEPENDENT SOLAR | Purchase
UNSEDG-09290 | 85646 | PV (Photovoltaic) | 4 | 6170 | Residential | Non-Incentive | 3 - Installed | 2023-06-23 | 2023-07-11 | 2023-12-13 | 36540 | 10440 | INDEPENDENT SOLAR | Purchase
UNSEDG-09291 | 86409 | PV (Photovoltaic) | 6.8 | 11422 | Residential | Non-Incentive | 3 - Installed | 2023-06-23 | 2023-07-26 | 2023-10-03 | 16772 | 2000 | Icon Power | Purchase
UNSEDG-09295 | 86404 | PV (Photovoltaic) | 8.4 | 15119 | Residential | Non-Incentive | 3 - Installed | 2023-06-26 | 2023-07-10 | 2023-09-15 | 20552 | 4110.4 | HAVASU SOLAR | Purchase
UNSEDG-09293 | 85648 | PV (Photovoltaic) | 8.51 | 15969 | Residential | Non-Incentive | 3 - Installed | 2023-06-26 | 2023-07-07 | 2023-08-30 | 33450 | 10035 | SUNUP AMERICA | Purchase
UNSEDG-09303 | 86406 | PV (Photovoltaic) | 13.86 | 26204 | Residential | Non-Incentive | 3 - Installed | 2023-06-27 | 2023-07-10 | 2023-08-25 | 37000 | 10000 | Mohave Solar | Purchase
UNSEDG-09354 | 86406 | PV (Photovoltaic) | 9.625 | 18197 | Residential | Non-Incentive | 3 - Installed | 2023-07-11 | 2023-07-13 | 2023-08-31 | 25000 | 10000 | Mohave Solar | Purchase
UNSEDG-09296 | 86438 | PV (Photovoltaic) | 16.65 | 27899 | Residential | Non-Incentive | 3 - Installed | 2023-06-26 | 2023-07-07 | 2023-09-29 | 73554 | 22066.2 | SUNUP AMERICA | Purchase
UNSEDG-09413 | 86444 | PV (Photovoltaic) | 6.8 | 12012 | Residential | Non-Incentive | 3 - Installed | 2023-07-26 | 2023-07-26 | 2023-12-21 | 29944 | 2000 | Our World Energy | Purchase
UNSEDG-09298 | 86406 | PV (Photovoltaic) | 5.33 | 9930 | Residential | Non-Incentive | 3 - Installed | 2023-06-27 | 2023-07-26 | 2023-12-19 | 29069.27 | 2500 | Freedom Forever INC | Purchase
UNSEDG-09305 | 86406 | PV (Photovoltaic) | 7.7 | 14558 | Residential | Non-Incentive | 3 - Installed | 2023-06-28 | 2023-07-07 | 2023-08-21 | 20000 | 10000 | Mohave Solar | Purchase
UNSEDG-09299 | 86406 | PV (Photovoltaic) | 9.2 | 17005 | Residential | Non-Incentive | 3 - Installed | 2023-06-27 | 2023-07-07 | 2023-08-11 | 26644 | 5328.8 | HAVASU SOLAR | Purchase
UNSEDG-09301 | 86441 | PV (Photovoltaic) | 10.4 | 17356 | Residential | Non-Incentive | 3 - Installed | 2023-06-27 | 2023-07-10 | 2023-09-19 | 39246 | 7849.2 | HAVASU SOLAR | Purchase
UNSEDG-09355 | 86403 | PV (Photovoltaic) | 15.4 | 29115 | Residential | Non-Incentive | 3 - Installed | 2023-07-11 | 2023-07-13 | 2023-08-04 | 40000 | 10000 | Mohave Solar | Purchase
UNSEDG-09302 | 86426 | PV (Photovoltaic) | 7.92 | 14150 | Residential | Non-Incentive | 3 - Installed | 2023-06-27 | 2023-07-10 | 2023-11-10 | 24552 | 4910.4 | ESMAY ELECTRIC, INC. | Purchase
UNSEDG-09304 | 86438 | PV (Photovoltaic) | 6.66 | 12123 | Residential | Non-Incentive | 3 - Installed | 2023-06-27 | 2023-07-13 | 2023-10-27 | 85654 | 25696.2 | SUNUP AMERICA | Purchase
UNSEDG-09306 | 86406 | PV (Photovoltaic) | 21.175 | 40033 | Residential | Non-Incentive | 3 - Installed | 2023-06-28 | 2023-07-07 | 2023-08-17 | 30000 | 10000 | MOHAVE SOLAR | Purchase
UNSEDG-09307 | 86406 | PV (Photovoltaic) | 19.575 | 32869 | Residential | Non-Incentive | 3 - Installed | 2023-06-28 | 2023-07-10 | 2023-09-26 | 67755 | 13551 | ESMAY ELECTRIC, INC. | Lease
UNSEDG-09308 | 86406 | PV (Photovoltaic) | 12.753 | 22525 | Residential | Non-Incentive | 3 - Installed | 2023-06-28 | 2023-07-10 | 2023-09-19 | 51660 | 10332 | ESMAY ELECTRIC, INC. | Purchase
UNSEDG-09323 | 86406 | PV (Photovoltaic) | 9.45 | 15617 | Residential | Non-Incentive | 3 - Installed | 2023-07-03 |  | 2023-11-20 | 42369.78 | 2000 | Our World Energy | Purchase
UNSEDG-09309 | 86409 | PV (Photovoltaic) | 9.315 | 18127 | Residential | Non-Incentive | 3 - Installed | 2023-06-28 | 2023-07-14 | 2023-10-09 | 45599.21 | 5000 | On Point Solar Power | Purchase
UNSEDG-09311 | 86406 | PV (Photovoltaic) | 10.25 | 18964 | Residential | Non-Incentive | 3 - Installed | 2023-06-28 | 2023-07-10 | 2023-09-29 | 23719 | 7115.7 | NB Baker Electric AZ LLC DBA Streamline Solar | Purchase
UNSEDG-09313 | 86401 | PV (Photovoltaic) | 14.4 | 26462 | Residential | Non-Incentive | 3 - Installed | 2023-06-29 | 2023-07-24 | 2023-08-21 | 47050 | 14115 | Tri State Solar & Wind Corp. | Purchase
UNSEDG-09312 | 86406 | PV (Photovoltaic) | 10.005 | 17300 | Residential | Non-Incentive | 3 - Installed | 2023-06-29 | 2023-07-12 | 2023-09-19 | 52866 | 10573.2 | ESMAY ELECTRIC, INC. | Purchase
UNSEDG-09403 | 86406 | PV (Photovoltaic) | 12.32 | 23292 | Residential | Non-Incentive | 3 - Installed | 2023-07-24 | 2023-07-26 | 2023-09-11 | 32000 | 10000 | Mohave Solar | Purchase
UNSEDG-09314 | 86406 | PV (Photovoltaic) | 15.2 | 28079 | Residential | Non-Incentive | 3 - Installed | 2023-06-29 | 2023-07-12 | 2023-09-15 | 45679 | 9135.8 | HAVASU SOLAR | Purchase
UNSEDG-09316 | 86413 | PV (Photovoltaic) | 8.8 | 14664 | Residential | Non-Incentive | 3 - Installed | 2023-06-30 | 2023-07-11 | 2023-09-13 | 16500 | 4950 | Tri State Solar & Wind Corp. | Purchase
UNSEDG-09429 | 86406 | PV (Photovoltaic) | 15.4 | 29115 | Residential | Non-Incentive | 3 - Installed | 2023-07-27 | 2023-08-03 | 2023-09-15 | 40000 | 10000 | Mohave Solar | Purchase
UNSEDG-09317 | 86401 | PV (Photovoltaic) | 6.4 | 12454 | Residential | Non-Incentive | 3 - Installed | 2023-06-30 | 2023-07-10 | 2023-08-17 | 30450.12 | 2000 | Icon Power | Purchase
UNSEDG-09362 | 86440 | PV (Photovoltaic) | 9.6 | 17922 | Residential | Non-Incentive | 3 - Installed | 2023-07-13 | 2023-08-01 | 2023-09-20 | 18070 | 2500 | Titan Solar Power | Purchase
UNSEDG-09319 | 86406 | PV (Photovoltaic) | 29.6 | 44272 | Residential | Non-Incentive | 3 - Installed | 2023-06-30 | 2023-07-11 | 2023-09-07 | 94828 | 18965.6 | HAVASU SOLAR | Purchase
UNSEDG-09320 | 86401 | PV (Photovoltaic) | 3.6 | 6874 | Residential | Non-Incentive | 3 - Installed | 2023-06-30 | 2023-07-12 | 2023-08-21 | 13560 | 2712 | HAVASU SOLAR | Purchase
UNSEDG-09321 | 86403 | PV (Photovoltaic) | 21.83 | 39326 | Residential | Non-Incentive | 3 - Installed | 2023-07-03 | 2023-07-10 | 2023-11-08 | 57960 | 17388 | NB Baker Electric AZ LLC DBA Streamline Solar | Purchase
UNSEDG-09322 | 85648 | PV (Photovoltaic) | 10.14 | 18522 | Residential | Non-Incentive | 3 - Installed | 2023-07-03 | 2023-07-11 | 2024-01-02 | 41995.48 | 8399.09 | Elevation Solar | Purchase
UNSEDG-09340 | 85621 | PV (Photovoltaic) | 7.79 | 12225 | Residential | Non-Incentive | 3 - Installed | 2023-07-07 | 2023-08-22 | 2023-12-15 | 42972.72 | 21486.36 | T&K Electric Company | Purchase
UNSEDG-09324 | 86404 | PV (Photovoltaic) | 8.55 | 15299 | Residential | Non-Incentive | 3 - Installed | 2023-07-03 | 2023-07-10 | 2023-09-12 | 31926.16 | 2000 | Our World Energy | Purchase
UNSEDG-09325 | 86406 | PV (Photovoltaic) | 7.2 | 12530 | Residential | Non-Incentive | 3 - Installed | 2023-07-03 | 2023-07-10 | 2023-09-29 | 34001.14 | 2000 | Our World Energy | Purchase
UNSEDG-09326 | 86404 | PV (Photovoltaic) | 18.8 | 34480 | Residential | Non-Incentive | 3 - Installed | 2023-07-03 |  | 2023-09-14 | 57909 | 11581.8 | HAVASU SOLAR | Purchase
UNSEDG-09344 | 86404 | PV (Photovoltaic) | 4.5 | 8004 | Residential | Non-Incentive | 3 - Installed | 2023-07-10 | 2023-07-11 | 2023-10-02 | 12352.5 | 2000 | Our World Energy | Purchase
UNSEDG-09327 | 86406 | PV (Photovoltaic) | 16.81 | 30873 | Residential | Non-Incentive | 3 - Installed | 2023-07-05 | 2023-07-10 | 2023-08-23 | 34948 | 10484 | NB Baker Electric AZ LLC DBA Streamline Solar | Purchase
UNSEDG-09329 | 85648 | PV (Photovoltaic) | 7.2 | 12054 | Residential | Non-Incentive | 3 - Installed | 2023-07-05 | 2023-07-18 | 2023-08-22 | 37942.23 | 2000 | Our World Energy | Purchase
UNSEDG-09328 | 86406 | PV (Photovoltaic) | 12.18 | 21441 | Residential | Non-Incentive | 3 - Installed | 2023-07-05 | 2023-07-10 | 2023-09-19 | 38367 | 7673.4 | ESMAY ELECTRIC, INC. | Lease
UNSEDG-09330 | 86404 | PV (Photovoltaic) | 10.08 | 17659 | Residential | Non-Incentive | 3 - Installed | 2023-07-05 | 2023-07-11 | 2023-09-27 | 33544 | 6708.8 | ESMAY ELECTRIC, INC. | Purchase
UNSEDG-09331 | 86404 | PV (Photovoltaic) | 19.6 | 30493 | Residential | Non-Incentive | 3 - Installed | 2023-07-05 | 2023-07-10 | 2023-09-07 | 68700 | 13740 | HAVASU SOLAR | Purchase
UNSEDG-09346 | 86403 | PV (Photovoltaic) | 7.65 | 13809 | Residential | Non-Incentive | 3 - Installed | 2023-07-10 | 2023-07-11 | 2023-10-06 | 31285.06 | 2000 | Our World Energy | Purchase
UNSEDG-09332 | 86406 | PV (Photovoltaic) | 13.6 | 25337 | Residential | Non-Incentive | 3 - Installed | 2023-07-05 | 2023-07-11 | 2023-09-07 | 63421 | 12684.2 | HAVASU SOLAR | Purchase
UNSEDG-09334 | 86406 | PV (Photovoltaic) | 5.85 | 10340 | Residential | Non-Incentive | 3 - Installed | 2023-07-06 | 2023-07-11 | 2023-09-15 | 37821.98 | 2000 | Our World Energy | Purchase
UNSEDG-09336 | 86406 | PV (Photovoltaic) | 19.68 | 33592 | Residential | Non-Incentive | 3 - Installed | 2023-07-06 | 2023-07-13 | 2023-10-26 | 40390 | 12117 | NB Baker Electric AZ LLC DBA Streamline Solar | Purchase
UNSEDG-09338 | 85646 | PV (Photovoltaic) | 3.08 | 5605 | Residential | Non-Incentive | 3 - Installed | 2023-07-07 | 2023-07-13 | 2024-01-09 | 10934 | 3280.2 | SAGUARO SOLAR ELECTRIC | Purchase
UNSEDG-09337 | 86404 | PV (Photovoltaic) | 11.2 | 20121 | Residential | Non-Incentive | 3 - Installed | 2023-07-06 | 2023-07-11 | 2023-08-03 | 31191 | 6238.2 | HAVASU SOLAR | Purchase
UNSEDG-09339 | 86401 | PV (Photovoltaic) | 14.4 | 24125 | Residential | Non-Incentive | 3 - Installed | 2023-07-07 | 2023-07-14 | 2023-09-05 | 67077.6 | 2000 | Icon Power | Purchase
UNSEDG-09341 | 86401 | PV (Photovoltaic) | 10 | 17727 | Residential | Non-Incentive | 3 - Installed | 2023-07-07 | 2023-07-11 | 2023-09-01 | 26300 | 5260 | HAVASU SOLAR | Purchase
UNSEDG-09342 | 86403 | PV (Photovoltaic) | 8.2 | 15193 | Residential | Non-Incentive | 3 - Installed | 2023-07-10 | 2023-07-11 | 2023-11-08 | 24140 | 7242 | NB Baker Electric AZ LLC DBA Streamline Solar | Purchase
UNSEDG-09510 | 86404 | PV (Photovoltaic) | 12 | 20910 | Residential | Non-Incentive | 3 - Installed | 2023-08-09 | 2023-08-10 | 2023-11-20 | 68069.16 | 2000 | Our World Energy | Lease
UNSEDG-09343 | 86404 | PV (Photovoltaic) | 10 | 17822 | Residential | Non-Incentive | 3 - Installed | 2023-07-10 | 2023-07-11 | 2023-09-14 | 71079.12 | 2000 | Our World Energy | Lease
UNSEDG-09610 | 86406 | PV (Photovoltaic) | 7.6 | 12608 | Residential | Non-Incentive | 3 - Installed | 2023-08-21 | 2023-08-28 | 2023-12-01 | 59782.2 | 2000 | Our World Energy | Lease
UNSEDG-09349 | 86401 | PV (Photovoltaic) | 17.86 | 28532 | Residential | Non-Incentive | 3 - Installed | 2023-07-11 | 2023-07-24 | 2024-01-05 | 64186.51 | 2500 | Freedom Forever INC | Purchase
UNSEDG-09377 | 86406 | PV (Photovoltaic) | 14.4 | 25811 | Residential | Non-Incentive | 3 - Installed | 2023-07-17 | 2023-07-26 | 2023-09-29 | 47180 | 5800 | DYNAMIC SOLAR AND ELECTRICAL LLC | Purchase
UNSEDG-09347 | 86403 | PV (Photovoltaic) | 9 | 15848 | Residential | Non-Incentive | 3 - Installed | 2023-07-10 | 2023-07-13 | 2024-01-29 | 39668 | 2000 | Our World Energy | Purchase
UNSEDG-09351 | 86401 | PV (Photovoltaic) | 17.02 | 23189 | Residential | Non-Incentive | 3 - Installed | 2023-07-11 | 2023-07-24 | 2023-08-30 | 80554 | 24166.2 | Sun Up America | Purchase
UNSEDG-09352 | 86409 | PV (Photovoltaic) | 7.48 | 14636 | Residential | Non-Incentive | 3 - Installed | 2023-07-11 | 2023-07-26 | 2023-10-05 | 36059 | 1717.7 | Sun Up America | Purchase
UNSEDG-09357 | 86406 | PV (Photovoltaic) | 19.6 | 33100 | Residential | Non-Incentive | 3 - Installed | 2023-07-11 | 2023-08-01 | 2023-11-20 | 72212 | 17280 | Sundial Solar | Purchase
UNSEDG-09353 | 86403 | PV (Photovoltaic) | 6.8 | 12236 | Residential | Non-Incentive | 3 - Installed | 2023-07-11 | 2023-07-13 | 2023-08-17 | 17680 | 3536 | HAVASU SOLAR | Purchase
UNSEDG-09364 | 86409 | PV (Photovoltaic) | 6.32 | 11025 | Residential | Non-Incentive | 3 - Installed | 2023-07-13 | 2023-07-18 | 2023-08-17 | 20000 | 2000 | Angle Solar | Purchase
UNSEDG-09358 | 86438 | PV (Photovoltaic) | 8 | 14300 | Residential | Non-Incentive | 3 - Installed | 2023-07-11 | 2023-07-13 | 2023-10-13 | 25473 | 5094.6 | HAVASU SOLAR | Purchase
UNSEDG-09365 | 86409 | PV (Photovoltaic) | 7.2 | 14173 | Residential | Non-Incentive | 3 - Installed | 2023-07-13 | 2023-07-18 | 2023-08-16 | 21000 | 2000 | Angle Solar | Purchase
UNSEDG-09450 | 86406 | PV (Photovoltaic) | 10.8 | 20392 | Residential | Non-Incentive | 3 - Installed | 2023-08-01 | 2023-08-03 | 2023-09-05 | 28500 | 10000 | Mohave Solar | Purchase
UNSEDG-09361 | 86406 | PV (Photovoltaic) | 28.275 | 47269 | Residential | Non-Incentive | 3 - Installed | 2023-07-13 | 2023-09-14 | 2023-11-10 | 96135 | 19227 | ESMAY ELECTRIC, INC. | Lease
UNSEDG-09363 | 86406 | PV (Photovoltaic) | 15.66 | 28041 | Residential | Non-Incentive | 3 - Installed | 2023-07-13 | 2023-07-18 | 2023-09-19 | 53844 | 10768.8 | ESMAY ELECTRIC, INC. | Lease
UNSEDG-09366 | 86438 | PV (Photovoltaic) | 18 | 34732 | Residential | Non-Incentive | 3 - Installed | 2023-07-13 | 2023-08-01 | 2023-11-15 | 65748 | 13149.6 | HAVASU SOLAR | Purchase
UNSEDG-09378 | 86401 | PV (Photovoltaic) | 5.135 | 10004 | Residential | Non-Incentive | 3 - Installed | 2023-07-17 | 2023-07-18 | 2023-08-30 | 18000 | 2000 | Angle Solar | Purchase
UNSEDG-09379 | 86413 | PV (Photovoltaic) | 5.135 | 10004 | Residential | Non-Incentive | 3 - Installed | 2023-07-17 | 2023-07-26 | 2023-10-12 | 18000 | 2000 | Angle Solar | Purchase
UNSEDG-09371 | 86444 | PV (Photovoltaic) | 6 | 10648 | Residential | Non-Incentive | 3 - Installed | 2023-07-14 | 2023-08-01 | 2024-01-25 | 31336.41 | 3000 | Burro Electric | Purchase
UNSEDG-09381 | 85648 | PV (Photovoltaic) | 5.6 | 10418 | Residential | Non-Incentive | 3 - Installed | 2023-07-17 | 2023-08-01 | 2023-09-19 | 24000 | 1200 | Solar Pros Electric LLC | Purchase
UNSEDG-09367 | 86409 | PV (Photovoltaic) | 4.8 | 9033 | Residential | Non-Incentive | 3 - Installed | 2023-07-13 | 2023-08-01 | 2023-12-05 | 24110.6 | 3000 | Burro Electric | Purchase
UNSEDG-09369 | 86401 | PV (Photovoltaic) | 6 | 11228 | Residential | Non-Incentive | 3 - Installed | 2023-07-14 | 2023-10-11 | 2024-01-15 | 47988.65 | 10000 | AZ Sun Services | Purchase
UNSEDG-09372 | 86401 | PV (Photovoltaic) | 5.67 | 10750 | Residential | Non-Incentive | 3 - Installed | 2023-07-14 | 2023-07-26 | 2023-11-27 | 0 | 0 | TML International LLC DBA InfinitySolar | Purchase
UNSEDG-09373 | 86401 | PV (Photovoltaic) | 6.48 | 10832 | Residential | Non-Incentive | 3 - Installed | 2023-07-14 | 2023-07-26 | 2023-10-24 | 0 | 0 | TML International LLC DBA InfinitySolar | Purchase
UNSEDG-09374 | 86401 | PV (Photovoltaic) | 5.265 | 9982 | Residential | Non-Incentive | 3 - Installed | 2023-07-14 | 2023-07-26 | 2024-02-02 | 0 | 0 | TML International LLC DBA InfinitySolar | Purchase
UNSEDG-09375 | 85646 | PV (Photovoltaic) | 5.04 | 9363 | Residential | Non-Incentive | 3 - Installed | 2023-07-17 | 2023-07-18 | 2023-10-04 | 15186.08 | 2500 | VECTOR ENERGY LLC DBA FUSION POWER CO | Lease
UNSEDG-09376 | 86426 | PV (Photovoltaic) | 7.2 | 13295 | Residential | Non-Incentive | 3 - Installed | 2023-07-17 | 2023-07-18 | 2024-02-27 | 43791.6 | 2000 | Our World Energy | Lease
UNSEDG-09383 | 86409 | PV (Photovoltaic) | 6 | 11011 | Residential | Non-Incentive | 3 - Installed | 2023-07-18 | 2023-07-18 | 2023-09-07 | 20993 | 2000 | Icon Power | Purchase
UNSEDG-09384 | 86403 | PV (Photovoltaic) | 10 | 17742 | Residential | Non-Incentive | 3 - Installed | 2023-07-18 | 2023-08-04 | 2023-09-07 | 44000 | 9000 | GRACE FUSION POWER | Purchase
UNSEDG-09568 | 86403 | PV (Photovoltaic) | 15.785 | 29714 | Residential | Non-Incentive | 3 - Installed | 2023-08-16 | 2023-08-24 | 2023-10-02 | 41830 | 10000 | Mohave Solar | Purchase
UNSEDG-09385 | 86404 | PV (Photovoltaic) | 8 | 14935 | Residential | Non-Incentive | 3 - Installed | 2023-07-19 | 2023-07-26 | 2023-09-18 | 23909 | 4781.8 | HAVASU SOLAR | Purchase
UNSEDG-09387 | 86426 | PV (Photovoltaic) | 4.8 | 8536 | Residential | Non-Incentive | 3 - Installed | 2023-07-19 | 2023-07-26 | 2023-10-19 | 31071 | 2000 | Our World Energy | Lease
UNSEDG-09386 | 86406 | PV (Photovoltaic) | 8 | 14100 | Residential | Non-Incentive | 3 - Installed | 2023-07-19 | 2023-07-26 | 2023-09-15 | 22989 | 4597.8 | HAVASU SOLAR | Purchase
UNSEDG-09388 | 86409 | PV (Photovoltaic) | 10 | 19056 | Residential | Non-Incentive | 3 - Installed | 2023-07-19 | 2023-08-08 | 2023-09-18 | 26886 | 5377.2 | HAVASU SOLAR | Purchase
UNSEDG-09389 | 86426 | PV (Photovoltaic) | 8 | 14706 | Residential | Non-Incentive | 3 - Installed | 2023-07-19 | 2023-07-26 | 2023-09-20 | 53381.16 | 2000 | Our World Energy | Lease
UNSEDG-09392 | 86406 | PV (Photovoltaic) | 9.6 | 18326 | Residential | Non-Incentive | 3 - Installed | 2023-07-20 | 2023-07-26 | 2023-08-21 | 28000 | 5600 | HAVASU SOLAR | Purchase
UNSEDG-09424 | 86406 | PV (Photovoltaic) | 11.165 | 20874 | Residential | Non-Incentive | 3 - Installed | 2023-07-27 | 2023-08-04 | 2023-09-07 | 29029 | 10000 | Mohave Solar | Purchase
UNSEDG-09390 | 86401 | PV (Photovoltaic) | 5.72 | 10320 | Residential | Non-Incentive | 3 - Installed | 2023-07-20 | 2023-07-26 | 2023-09-01 | 28400 | 8520 | Sun Up America | Purchase
UNSEDG-09397 | 86426 | PV (Photovoltaic) | 10.8 | 19943 | Residential | Non-Incentive | 3 - Installed | 2023-07-21 | 2023-07-26 | 2023-10-02 | 59342.4 | 2000 | Our World Energy | Lease
UNSEDG-09452 | 86404 | PV (Photovoltaic) | 12.32 | 23292 | Residential | Non-Incentive | 3 - Installed | 2023-08-01 | 2023-08-03 | 2023-09-14 | 32648 | 10000 | Mohave Solar | Purchase
UNSEDG-09391 | 85621 | PV (Photovoltaic) | 9.84 | 18334 | Residential | Non-Incentive | 3 - Installed | 2023-07-20 | 2023-07-26 | 2023-09-19 | 43866.06 | 2500 | Freedom Forever INC | Purchase
UNSEDG-09426 | 86404 | PV (Photovoltaic) | 14.63 | 27659 | Residential | Non-Incentive | 3 - Installed | 2023-07-27 | 2023-08-01 | 2023-09-25 | 40500 | 10000 | Mohave Solar | Purchase
UNSEDG-09393 | 86426 | PV (Photovoltaic) | 10 | 17836 | Residential | Non-Incentive | 3 - Installed | 2023-07-20 | 2023-07-26 | 2023-09-20 | 65045.52 | 2000 | Our World Energy | Lease
UNSEDG-09394 | 86426 | PV (Photovoltaic) | 8.8 | 15611 | Residential | Non-Incentive | 3 - Installed | 2023-07-20 | 2023-08-01 | 2023-12-13 | 50795.52 | 2000 | Our World Energy | Lease
UNSEDG-09395 | 86401 | PV (Photovoltaic) | 6 | 11448 | Residential | Non-Incentive | 3 - Installed | 2023-07-20 | 2023-07-26 | 2023-10-26 | 17932 | 3586.4 | HAVASU SOLAR | Purchase
UNSEDG-09396 | 86401 | PV (Photovoltaic) | 12 | 21170 | Residential | Non-Incentive | 3 - Installed | 2023-07-20 | 2023-07-26 | 2023-09-19 | 30241 | 6048.2 | HAVASU SOLAR | Purchase
UNSEDG-09398 | 86401 | PV (Photovoltaic) | 7.2 | 11986 | Residential | Non-Incentive | 3 - Installed | 2023-07-21 | 2023-07-26 | 2023-10-12 | 21000 | 2000 | Angle Solar | Purchase
UNSEDG-09474 | 86401 | PV (Photovoltaic) | 7.2 | 14173 | Residential | Non-Incentive | 3 - Installed | 2023-08-03 | 2023-08-03 | 2023-10-20 | 21000 | 2000 | Angle Solar | Purchase
UNSEDG-09399 | 85648 | PV (Photovoltaic) | 11 | 17797 | Residential | Non-Incentive | 3 - Installed | 2023-07-21 | 2023-07-26 | 2023-09-13 | 45535 | 13650 | Sun Up America | Purchase
UNSEDG-09400 | 86413 | PV (Photovoltaic) | 8.8 | 16884 | Residential | Non-Incentive | 3 - Installed | 2023-07-21 | 2023-07-26 | 2023-09-20 | 50000 | 15000 | Sun Up America | Purchase
UNSEDG-09401 | 86401 | PV (Photovoltaic) | 7.65 | 14371 | Residential | Non-Incentive | 3 - Installed | 2023-07-24 | 2023-07-26 | 2023-09-22 | 38584 | 2000 | Our World Energy | Purchase
UNSEDG-09402 | 86429 | PV (Photovoltaic) | 10.4 | 19209 | Residential | Non-Incentive | 3 - Installed | 2023-07-24 | 2023-07-26 | 2023-09-27 | 128649.52 | 63324.76 | Our World Energy | Lease
UNSEDG-09406 | 86406 | PV (Photovoltaic) | 13.6 | 23185 | Residential | Non-Incentive | 3 - Installed | 2023-07-24 | 2023-07-26 | 2023-09-18 | 42483 | 8496.6 | HAVASU SOLAR | Purchase
UNSEDG-09405 | 86401 | PV (Photovoltaic) | 2.88 | 4617 | Residential | Non-Incentive | 3 - Installed | 2023-07-24 | 2023-07-26 | 2023-09-01 | 9936 | 1987.2 | ESMAY ELECTRIC, INC. | Purchase
UNSEDG-09407 | 86438 | PV (Photovoltaic) | 14.4 | 26406 | Residential | Non-Incentive | 3 - Installed | 2023-07-24 | 2023-07-26 | 2023-11-08 | 42780 | 8556 | ESMAY ELECTRIC, INC. | Purchase
UNSEDG-09408 | 86426 | PV (Photovoltaic) | 8.8 | 16250 | Residential | Non-Incentive | 3 - Installed | 2023-07-24 | 2023-07-26 | 2023-10-13 | 55877.64 | 2000 | Our World Energy | Lease
UNSEDG-09414 | 86426 | PV (Photovoltaic) | 12 | 19665 | Residential | Non-Incentive | 3 - Installed | 2023-07-26 | 2023-07-26 | 2023-09-27 | 67506.36 | 2000 | Our World Energy | Lease
UNSEDG-09410 | 86409 | PV (Photovoltaic) | 5.28 | 10356 | Residential | Non-Incentive | 3 - Installed | 2023-07-25 | 2023-07-26 | 2023-09-20 | 29500 | 8850 | Sun Up America | Purchase
UNSEDG-09635 | 86413 | PV (Photovoltaic) | 6.08 | 11785 | Residential | Non-Incentive | 3 - Installed | 2023-08-23 | 2023-08-29 | 2023-10-26 | 16400 | 10000 | Mohave Solar | Purchase
UNSEDG-09411 | 86406 | PV (Photovoltaic) | 16 | 29552 | Residential | Non-Incentive | 3 - Installed | 2023-07-25 |  | 2023-09-15 | 60617 | 12123.4 | HAVASU SOLAR | Purchase
UNSEDG-09498 | 86404 | PV (Photovoltaic) | 12.15 | 20312 | Residential | Non-Incentive | 3 - Installed | 2023-08-07 | 2023-08-10 | 2023-10-23 | 50145.96 | 2000 | Our World Energy | Purchase
UNSEDG-09412 | 86401 | PV (Photovoltaic) | 9 | 16740 | Residential | Non-Incentive | 3 - Installed | 2023-07-26 | 2023-07-26 | 2023-11-09 | 49917.36 | 2000 | Our World Energy | Purchase
UNSEDG-09415 | 86401 | PV (Photovoltaic) | 5.6 | 10879 | Residential | Non-Incentive | 3 - Installed | 2023-07-26 | 2023-07-26 | 2023-08-29 | 45040.92 | 2000 | Our World Energy | Lease
UNSEDG-09416 | 86401 | PV (Photovoltaic) | 5.6 | 10976 | Residential | Non-Incentive | 3 - Installed | 2023-07-26 | 2023-07-26 | 2023-09-27 | 27905.76 | 2000 | Our World Energy | Purchase
UNSEDG-09461 | 86406 | PV (Photovoltaic) | 6 | 11369 | Residential | Non-Incentive | 3 - Installed | 2023-08-01 | 2023-08-03 | 2023-10-13 | 21322 | 4264.4 | HAVASU SOLAR | Purchase
UNSEDG-09417 | 86406 | PV (Photovoltaic) | 21.2 | 33549 | Residential | Non-Incentive | 3 - Installed | 2023-07-26 | 2023-08-01 | 2023-09-15 | 73989 | 14797.8 | HAVASU SOLAR | Purchase
UNSEDG-09418 | 86406 | PV (Photovoltaic) | 8.8 | 16862 | Residential | Non-Incentive | 3 - Installed | 2023-07-26 |  | 2023-09-07 | 22600 | 4520 | HAVASU SOLAR | Purchase
UNSEDG-09432 | 86409 | PV (Photovoltaic) | 4.95 | 8180 | Residential | Non-Incentive | 3 - Installed | 2023-07-28 | 2023-08-02 | 2024-02-12 | 27459.83 | 2000 | Our World Energy | Purchase
UNSEDG-09420 | 86409 | PV (Photovoltaic) | 4.8 | 9267 | Residential | Non-Incentive | 3 - Installed | 2023-07-27 | 2023-08-01 | 2023-09-15 | 35661 | 2000 | Our World Energy | Lease
UNSEDG-09421 | 86406 | PV (Photovoltaic) | 12.96 | 22370 | Residential | Non-Incentive | 3 - Installed | 2023-07-27 | 2023-08-01 | 2023-09-12 | 42028 | 8405.6 | ESMAY ELECTRIC, INC. | Purchase
UNSEDG-09422 | 86401 | PV (Photovoltaic) | 9 | 14898 | Residential | Non-Incentive | 3 - Installed | 2023-07-27 | 2023-08-01 | 2023-11-02 | 41775.06 | 2000 | Our World Energy | Purchase
UNSEDG-09458 | 86401 | PV (Photovoltaic) | 8.1 | 14496 | Residential | Non-Incentive | 3 - Installed | 2023-08-01 | 2023-09-12 | 2023-11-20 | 37628 | 2000 | Our World Energy | Purchase
UNSEDG-09425 | 86413 | PV (Photovoltaic) | 10 | 17054 | Residential | Non-Incentive | 3 - Installed | 2023-07-27 | 2023-08-01 | 2023-12-27 | 63465 | 2000 | Our World Energy | Lease
UNSEDG-09448 | 86406 | PV (Photovoltaic) | 11.7 | 21082 | Residential | Non-Incentive | 3 - Installed | 2023-08-01 | 2023-08-03 | 2023-10-13 | 44138.52 | 2000 | Our World Energy | Purchase
UNSEDG-09465 | 86406 | PV (Photovoltaic) | 14.4 | 24671 | Residential | Non-Incentive | 3 - Installed | 2023-08-01 | 2023-08-15 | 2023-10-26 | 54951.35 | 2000 | Our World Energy | Purchase
UNSEDG-09438 | 86409 | PV (Photovoltaic) | 10.8 | 20044 | Residential | Non-Incentive | 3 - Installed | 2023-07-31 | 2023-09-06 | 2024-02-12 | 35300 | 2000 | Our World Energy | Purchase
UNSEDG-09427 | 86409 | PV (Photovoltaic) | 6.4 | 11004 | Residential | Non-Incentive | 3 - Installed | 2023-07-27 | 2023-08-04 | 2023-10-17 | 20336 | 2000 | Icon Power | Purchase
UNSEDG-09428 | 86409 | PV (Photovoltaic) | 12.4 | 22727 | Residential | Non-Incentive | 3 - Installed | 2023-07-27 | 2023-09-25 | 2024-01-03 | 38276 | 2000 | Icon Power | Purchase
UNSEDG-09493 | 86406 | PV (Photovoltaic) | 11.6 | 20593 | Residential | Non-Incentive | 3 - Installed | 2023-08-04 | 2023-08-08 | 2023-11-08 | 37600 | 2000 | Our World Energy | Purchase
UNSEDG-09436 | 86401 | PV (Photovoltaic) | 8.1 | 11236 | Residential | Non-Incentive | 3 - Installed | 2023-07-31 | 2023-08-03 | 2023-09-08 | 38307 | 2000 | Our World Energy | Purchase
UNSEDG-09431 | 86409 | PV (Photovoltaic) | 4.95 | 8309 | Residential | Non-Incentive | 3 - Installed | 2023-07-28 | 2023-08-04 | 2024-03-14 | 22450 | 2000 | Our World Energy | Purchase
UNSEDG-09437 | 86426 | PV (Photovoltaic) | 5.6 | 10535 | Residential | Non-Incentive | 3 - Installed | 2023-07-31 | 2023-08-03 | 2024-01-05 | 34884.84 | 2000 | Our World Energy | Lease
UNSEDG-09486 | 86401 | PV (Photovoltaic) | 19.2 | 32522 | Residential | Non-Incentive | 3 - Installed | 2023-08-04 | 2023-08-07 | 2023-10-04 | 91414.06 | 2000 | Our World Energy | Purchase
UNSEDG-09433 | 86409 | PV (Photovoltaic) | 7.2 | 13431 | Residential | Non-Incentive | 3 - Installed | 2023-07-31 | 2023-08-02 | 2023-11-09 | 34154.55 | 2000 | Our World Energy | Purchase
UNSEDG-09435 | 86429 | PV (Photovoltaic) | 5.6 | 9889 | Residential | Non-Incentive | 3 - Installed | 2023-07-31 | 2023-08-07 | 2023-11-15 | 38220.96 | 2000 | Our World Energy | Lease
UNSEDG-09453 | 86401 | PV (Photovoltaic) | 19.8 | 35171 | Residential | Non-Incentive | 3 - Installed | 2023-08-01 | 2023-08-03 | 2023-10-02 | 59916 | 2000 | Our World Energy | Purchase
UNSEDG-09439 | 86406 | PV (Photovoltaic) | 14 | 25640 | Residential | Non-Incentive | 3 - Installed | 2023-07-31 | 2023-08-03 | 2023-10-13 | 59322 | 11864.4 | HAVASU SOLAR | Purchase
UNSEDG-09440 | 86404 | PV (Photovoltaic) | 14.8 | 25279 | Residential | Non-Incentive | 3 - Installed | 2023-07-31 | 2023-08-03 | 2023-10-04 | 45091 | 9018.2 | HAVASU SOLAR | Purchase
UNSEDG-09441 | 86409 | PV (Photovoltaic) | 8.4 | 14138 | Residential | Non-Incentive | 3 - Installed | 2023-07-31 | 2023-08-04 | 2023-09-13 | 22925 | 4585 | HAVASU SOLAR | Purchase
UNSEDG-09442 | 86403 | PV (Photovoltaic) | 13.2 | 23539 | Residential | Non-Incentive | 3 - Installed | 2023-07-31 | 2023-08-03 | 2023-10-13 | 41868 | 8373.6 | HAVASU SOLAR | Purchase
UNSEDG-09444 | 86406 | PV (Photovoltaic) | 14.8 | 26941 | Residential | Non-Incentive | 3 - Installed | 2023-08-01 | 2023-08-03 | 2023-09-26 | 39080 | 7816 | HAVASU SOLAR | Purchase
UNSEDG-09445 | 86403 | PV (Photovoltaic) | 6.8 | 12570 | Residential | Non-Incentive | 3 - Installed | 2023-08-01 | 2023-08-04 | 2023-09-26 | 25713 | 5142.6 | HAVASU SOLAR | Purchase
UNSEDG-09446 | 86404 | PV (Photovoltaic) | 6 | 11302 | Residential | Non-Incentive | 3 - Installed | 2023-08-01 | 2023-08-03 | 2023-09-18 | 18449 | 3689.8 | HAVASU SOLAR | Purchase
UNSEDG-09447 | 86406 | PV (Photovoltaic) | 10.8 | 18734 | Residential | Non-Incentive | 3 - Installed | 2023-08-01 | 2023-08-03 | 2023-09-07 | 32276 | 6455.2 | HAVASU SOLAR | Purchase
UNSEDG-09449 | 86406 | PV (Photovoltaic) | 18.38 | 31344 | Residential | Non-Incentive | 3 - Installed | 2023-08-01 | 2023-08-14 | 2023-10-11 | 44048 | 8809.6 | HAVASU SOLAR | Purchase
UNSEDG-09451 | 86406 | PV (Photovoltaic) | 15.6 | 28168 | Residential | Non-Incentive | 3 - Installed | 2023-08-01 | 2023-08-03 | 2023-09-15 | 45518 | 9103.6 | HAVASU SOLAR | Purchase
UNSEDG-09454 | 86406 | PV (Photovoltaic) | 9.6 | 18011 | Residential | Non-Incentive | 3 - Installed | 2023-08-01 | 2023-08-03 | 2023-09-18 | 24000 | 4800 | HAVASU SOLAR | Purchase
UNSEDG-09455 | 86401 | PV (Photovoltaic) | 10.8 | 17633 | Residential | Non-Incentive | 3 - Installed | 2023-08-01 | 2023-08-03 | 2023-09-12 | 50198.93 | 2000 | Our World Energy | Purchase
UNSEDG-09459 | 86426 | PV (Photovoltaic) | 7.48 | 13922 | Residential | Non-Incentive | 3 - Installed | 2023-08-01 | 2023-08-03 | 2023-10-11 | 32300 | 9690 | Sun Up America | Purchase
UNSEDG-09456 | 85648 | PV (Photovoltaic) | 3.6 | 5906 | Residential | Non-Incentive | 3 - Installed | 2023-08-01 | 2023-08-03 | 2023-12-01 | 25950.41 | 3000 | Burro Electric | Purchase
UNSEDG-09457 | 86409 | PV (Photovoltaic) | 6 | 11448 | Residential | Non-Incentive | 3 - Installed | 2023-08-01 | 2023-08-03 | 2023-09-01 | 17500 | 3500 | HAVASU SOLAR | Purchase
UNSEDG-09460 | 86404 | PV (Photovoltaic) | 7.6 | 13083 | Residential | Non-Incentive | 3 - Installed | 2023-08-01 | 2023-08-07 | 2023-09-19 | 19760 | 3952 | HAVASU SOLAR | Purchase
UNSEDG-09463 | 86401 | PV (Photovoltaic) | 4.84 | 8114 | Residential | Non-Incentive | 3 - Installed | 2023-08-01 | 2023-08-03 | 2023-10-24 | 24125 | 7237.5 | Sun Up America | Purchase
UNSEDG-09462 | 86401 | PV (Photovoltaic) | 4.8 | 9345 | Residential | Non-Incentive | 3 - Installed | 2023-08-01 | 2023-08-03 | 2023-10-05 | 21621.62 | 2000 | Our World Energy | Purchase
UNSEDG-09464 | 86413 | PV (Photovoltaic) | 9.6 | 17509 | Residential | Non-Incentive | 3 - Installed | 2023-08-01 | 2023-08-03 | 2024-03-06 | 68634.48 | 2000 | Our World Energy | Lease
UNSEDG-09466 | 86409 | PV (Photovoltaic) | 7.65 | 14159 | Residential | Non-Incentive | 3 - Installed | 2023-08-01 | 2023-08-03 | 2023-09-18 | 41258.61 | 2000 | Our World Energy | Purchase
UNSEDG-09638 | 86403 | PV (Photovoltaic) | 9.12 | 17167 | Residential | Non-Incentive | 3 - Installed | 2023-08-23 | 2023-08-28 | 2023-09-26 | 23000 | 10000 | Mohave Solar | Purchase
UNSEDG-09478 | 86404 | PV (Photovoltaic) | 15.17 | 27311 | Residential | Non-Incentive | 3 - Installed | 2023-08-03 | 2023-08-09 | 2023-11-10 | 56554 | 16966.2 | Sun Up America | Purchase
UNSEDG-09467 | 86406 | PV (Photovoltaic) | 12 | 22448 | Residential | Non-Incentive | 3 - Installed | 2023-08-02 | 2023-08-03 | 2023-09-26 | 36502 | 7300.4 | HAVASU SOLAR | Purchase
UNSEDG-09470 | 86401 | PV (Photovoltaic) | 7.6 | 13859 | Residential | Non-Incentive | 3 - Installed | 2023-08-02 | 2023-08-04 | 2023-09-20 | 44519.64 | 2000 | Our World Energy | Lease
UNSEDG-09471 | 86401 | PV (Photovoltaic) | 9 | 16339 | Residential | Non-Incentive | 3 - Installed | 2023-08-03 | 2023-08-03 | 2024-01-08 | 50123 | 2000 | Our World Energy | Purchase
UNSEDG-09472 | 86403 | PV (Photovoltaic) | 4 | 7132 | Residential | Non-Incentive | 3 - Installed | 2023-08-03 | 2023-08-08 | 2023-11-02 | 31254.12 | 2000 | Our World Energy | Lease
UNSEDG-09473 | 86409 | PV (Photovoltaic) | 10.8 | 18025 | Residential | Non-Incentive | 3 - Installed | 2023-08-03 | 2023-08-04 | 2023-10-02 | 62085 | 2000 | Our World Energy | Lease
UNSEDG-09475 | 86409 | PV (Photovoltaic) | 6 | 9696 | Residential | Non-Incentive | 3 - Installed | 2023-08-03 | 2023-08-04 | 2023-12-04 | 41100 | 2000 | Our World Energy | Lease
UNSEDG-09476 | 86409 | PV (Photovoltaic) | 9.6 | 18696 | Residential | Non-Incentive | 3 - Installed | 2023-08-03 | 2023-08-04 | 2023-09-07 | 48923 | 2000 | Our World Energy | Purchase
UNSEDG-09479 | 86409 | PV (Photovoltaic) | 5.74 | 10608 | Residential | Non-Incentive | 3 - Installed | 2023-08-03 | 2023-08-24 | 2023-12-18 | 28500 | 8550 | Sun Up America | Purchase
UNSEDG-09480 | 86406 | PV (Photovoltaic) | 15.84 | 25335 | Residential | Non-Incentive | 3 - Installed | 2023-08-03 | 2023-08-07 | 2023-10-06 | 47104 | 9420.8 | ESMAY ELECTRIC, INC. | Purchase
UNSEDG-09482 | 86401 | PV (Photovoltaic) | 12 | 19787 | Residential | Non-Incentive | 3 - Installed | 2023-08-03 | 2023-08-07 | 2023-09-12 | 55540.6 | 2000 | Our World Energy | Purchase
UNSEDG-09481 | 86429 | PV (Photovoltaic) | 14.79 | 26135 | Residential | Non-Incentive | 3 - Installed | 2023-08-03 | 2023-08-07 | 2023-10-11 | 51607 | 10321.4 | ESMAY ELECTRIC, INC. | Lease
UNSEDG-09483 | 86406 | PV (Photovoltaic) | 10.137 | 17830 | Residential | Non-Incentive | 3 - Installed | 2023-08-03 | 2023-08-07 | 2023-09-12 | 29869.9 | 5973.98 | ESMAY ELECTRIC, INC. | Purchase
UNSEDG-09485 | 86409 | PV (Photovoltaic) | 5.85 | 11027 | Residential | Non-Incentive | 3 - Installed | 2023-08-04 | 2023-09-12 | 2023-11-02 | 22037.78 | 2000 | Our World Energy | Purchase
UNSEDG-09490 | 86426 | PV (Photovoltaic) | 4.56 | 8546 | Residential | Non-Incentive | 3 - Installed | 2023-08-04 | 2023-08-08 | 2023-11-03 | 26816.32 | 2500 | Freedom Forever INC | Purchase
UNSEDG-09488 | 86401 | PV (Photovoltaic) | 8.4 | 14117 | Residential | Non-Incentive | 3 - Installed | 2023-08-04 | 2023-08-08 | 2023-09-20 | 50400 | 2000 | Our World Energy | Lease
UNSEDG-09489 | 86401 | PV (Photovoltaic) | 8.4 | 15015 | Residential | Non-Incentive | 3 - Installed | 2023-08-04 | 2023-08-10 | 2023-12-01 | 51900 | 2000 | Our World Energy | Lease
UNSEDG-09637 | 86404 | PV (Photovoltaic) | 3.85 | 7279 | Residential | Non-Incentive | 3 - Installed | 2023-08-23 | 2023-08-30 | 2023-11-13 | 15400 | 10000 | Mohave Solar | Purchase
UNSEDG-09491 | 86403 | PV (Photovoltaic) | 12 | 20083 | Residential | Non-Incentive | 3 - Installed | 2023-08-04 | 2023-08-08 | 2023-10-23 | 78119.04 | 2000 | Our World Energy | Lease
UNSEDG-09492 | 86409 | PV (Photovoltaic) | 6 | 9917 | Residential | Non-Incentive | 3 - Installed | 2023-08-04 | 2023-08-08 | 2023-12-22 | 33004.5 | 2000 | Our World Energy | Purchase
UNSEDG-09494 | 86413 | PV (Photovoltaic) | 5.4 | 9806 | Residential | Non-Incentive | 3 - Installed | 2023-08-04 | 2023-08-10 | 2024-02-07 | 50461 | 2000 | Our World Energy | Purchase
UNSEDG-09497 | 86401 | PV (Photovoltaic) | 5.6 | 10172 | Residential | Non-Incentive | 3 - Installed | 2023-08-07 | 2023-09-19 | 2023-10-05 | 25130.25 | 1000 | SunLink Energy LLC | Purchase
UNSEDG-09496 | 86401 | PV (Photovoltaic) | 6 | 11525 | Residential | Non-Incentive | 3 - Installed | 2023-08-07 | 2023-08-10 | 2023-10-19 | 42069.6 | 2000 | Our World Energy | Lease
UNSEDG-09601 | 86409 | PV (Photovoltaic) | 6 | 11248 | Residential | Non-Incentive | 3 - Installed | 2023-08-18 | 2023-09-28 | 2023-11-07 | 29992.35 | 2000 | Our World Energy | Purchase
UNSEDG-09499 | 86404 | PV (Photovoltaic) | 7.2 | 13846 | Residential | Non-Incentive | 3 - Installed | 2023-08-07 | 2023-09-06 | 2023-11-02 | 20000 | 6000 | SUNUP AMERICA | Purchase
UNSEDG-09508 | 85648 | PV (Photovoltaic) | 7.38 | 13459 | Residential | Non-Incentive | 3 - Installed | 2023-08-09 | 2023-08-14 | 2023-10-04 | 21033 | 6309.9 | SAGUARO SOLAR ELECTRIC | Purchase
UNSEDG-09533 | 86404 | PV (Photovoltaic) | 5.2 | 9602 | Residential | Non-Incentive | 3 - Installed | 2023-08-11 |  | 2024-02-02 | 36668.88 | 2000 | Our World Energy | Lease
UNSEDG-09500 | 86406 | PV (Photovoltaic) | 33.027 | 52449 | Residential | Non-Incentive | 3 - Installed | 2023-08-08 | 2023-09-19 | 2024-02-12 | 90572.9 | 18114.58 | ESMAY ELECTRIC, INC. | Purchase
UNSEDG-09501 | 86406 | PV (Photovoltaic) | 11.745 | 21681 | Residential | Non-Incentive | 3 - Installed | 2023-08-08 | 2023-08-10 | 2023-11-08 | 23637 | 7091 | NB Baker Electric AZ LLC DBA Streamline Solar | Purchase
UNSEDG-09502 | 86413 | PV (Photovoltaic) | 8.8 | 16435 | Residential | Non-Incentive | 3 - Installed | 2023-08-08 | 2023-08-10 | 2023-10-19 | 23760 | 2500 | VECTOR ENERGY LLC DBA FUSION POWER CO | Lease
UNSEDG-09505 | 86413 | PV (Photovoltaic) | 10.4 | 17043 | Residential | Non-Incentive | 3 - Installed | 2023-08-08 | 2023-08-10 | 2024-01-05 | 41700 | 12510 | SUNUP AMERICA | Purchase
UNSEDG-09504 | 86401 | PV (Photovoltaic) | 4 | 7770 | Residential | Non-Incentive | 3 - Installed | 2023-08-08 | 2023-08-10 | 2023-12-15 | 34480.2 | 2000 | Our World Energy | Lease
UNSEDG-09574 | 86401 | PV (Photovoltaic) | 4.86 | 8695 | Residential | Non-Incentive | 3 - Installed | 2023-08-16 | 2023-08-24 | 2024-02-01 | 0 | 0 | TML International LLC DBA InfinitySolar | Purchase
UNSEDG-09506 | 86401 | PV (Photovoltaic) | 6 | 9892 | Residential | Non-Incentive | 3 - Installed | 2023-08-08 | 2023-08-10 | 2023-09-18 | 41252.88 | 2000 | Our World Energy | Lease
UNSEDG-09507 | 86409 | PV (Photovoltaic) | 18 | 30104 | Residential | Non-Incentive | 3 - Installed | 2023-08-08 | 2023-08-10 | 2024-01-26 | 83700.13 | 2000 | Our World Energy | Purchase
UNSEDG-09688 | 86406 | PV (Photovoltaic) | 15.4 | 28990 | Residential | Non-Incentive | 3 - Installed | 2023-08-30 | 2023-09-06 | 2023-10-20 | 40000 | 10000 | Mohave Solar | Purchase
UNSEDG-09511 | 86413 | PV (Photovoltaic) | 6 | 11448 | Residential | Non-Incentive | 3 - Installed | 2023-08-09 | 2023-08-10 | 2023-10-18 | 15000 | 3000 | HAVASU SOLAR | Purchase
UNSEDG-09514 | 86401 | PV (Photovoltaic) | 12 | 19798 | Residential | Non-Incentive | 3 - Installed | 2023-08-09 | 2023-08-10 | 2023-11-01 | 67443 | 13488.6 | HAVASU SOLAR | Purchase
UNSEDG-09515 | 86409 | PV (Photovoltaic) | 8.55 | 16091 | Residential | Non-Incentive | 3 - Installed | 2023-08-09 | 2023-08-10 | 2023-09-26 | 35924.44 | 2000 | Our World Energy | Purchase
UNSEDG-09519 | 86404 | PV (Photovoltaic) | 9.2 | 15596 | Residential | Non-Incentive | 3 - Installed | 2023-08-09 | 2023-08-22 | 2023-10-24 | 32525 | 9757.5 | SunUp America | Purchase
UNSEDG-09522 | 86406 | PV (Photovoltaic) | 9 | 16080 | Residential | Non-Incentive | 3 - Installed | 2023-08-10 | 2023-08-15 | 2023-11-01 | 26550 | 5310 | ESMAY ELECTRIC, INC. | Purchase
UNSEDG-09523 | 86404 | PV (Photovoltaic) | 18.72 | 33417 | Residential | Non-Incentive | 3 - Installed | 2023-08-10 | 2023-08-15 | 2023-12-27 | 54888 | 10977.6 | ESMAY ELECTRIC, INC. | Purchase
UNSEDG-09524 | 86403 | PV (Photovoltaic) | 8.28 | 14711 | Residential | Non-Incentive | 3 - Installed | 2023-08-10 | 2023-08-15 | 2023-10-11 | 25254 | 5050.8 | ESMAY ELECTRIC, INC. | Purchase
UNSEDG-09527 | 86401 | PV (Photovoltaic) | 8 | 14804 | Residential | Non-Incentive | 3 - Installed | 2023-08-10 | 2023-09-05 | 2023-12-15 | 42300 | 12690 | SunUp America | Purchase
UNSEDG-09525 | 86401 | PV (Photovoltaic) | 7.6 | 15167 | Residential | Non-Incentive | 3 - Installed | 2023-08-10 | 2023-08-15 | 2023-10-06 | 45367.26 | 2000 | Icon Power | Purchase
UNSEDG-09526 | 86413 | PV (Photovoltaic) | 16.4 | 27566 | Residential | Non-Incentive | 3 - Installed | 2023-08-10 | 2023-08-15 | 2023-11-01 | 115665.48 | 2000 | Our World Energy | Lease
UNSEDG-09528 | 86406 | PV (Photovoltaic) | 13.32 | 23593 | Residential | Non-Incentive | 3 - Installed | 2023-08-10 | 2023-08-15 | 2023-11-01 | 42370 | 8474 | ESMAY ELECTRIC, INC. | Purchase
UNSEDG-09529 | 86406 | PV (Photovoltaic) | 10.875 | 19656 | Residential | Non-Incentive | 3 - Installed | 2023-08-10 | 2023-08-15 | 2023-10-04 | 38516 | 7703.2 | ESMAY ELECTRIC, INC. | Lease
UNSEDG-09530 | 85648 | PV (Photovoltaic) | 8.64 | 14615 | Residential | Non-Incentive | 3 - Installed | 2023-08-10 | 2023-09-14 | 2023-10-02 | 60000 | 10000 | Blue Light Electric LLC. | Purchase
UNSEDG-09537 | 85648 | PV (Photovoltaic) | 15.2 | 21233 | Residential | Non-Incentive | 3 - Installed | 2023-08-11 | 2023-08-30 | 2023-10-13 | 45600 | 4560 | Erus Energy | Purchase
UNSEDG-09532 | 86426 | PV (Photovoltaic) | 7.2 | 11887 | Residential | Non-Incentive | 3 - Installed | 2023-08-11 |  | 2023-11-10 | 46167.6 | 2000 | Our World Energy | Lease
UNSEDG-09534 | 86404 | PV (Photovoltaic) | 4.4 | 8294 | Residential | Non-Incentive | 3 - Installed | 2023-08-11 |  | 2023-10-18 | 27330 | 2000 | Our World Energy | Lease
UNSEDG-09644 | 86406 | PV (Photovoltaic) | 12.92 | 24420 | Residential | Non-Incentive | 3 - Installed | 2023-08-23 | 2023-08-29 | 2023-10-20 | 33000 | 10000 | Mohave Solar | Purchase
UNSEDG-09687 | 86413 | PV (Photovoltaic) | 18.24 | 35356 | Residential | Non-Incentive | 3 - Installed | 2023-08-30 | 2023-08-31 | 2023-12-20 | 48336 | 10000 | MOHAVE SOLAR | Purchase
UNSEDG-09538 | 86409 | PV (Photovoltaic) | 8.55 | 15336 | Residential | Non-Incentive | 3 - Installed | 2023-08-11 | 2023-08-17 | 2023-09-18 | 43228.77 | 2000 | Our World Energy | Purchase
UNSEDG-09539 | 86403 | PV (Photovoltaic) | 9.9 | 17637 | Residential | Non-Incentive | 3 - Installed | 2023-08-11 | 2023-08-25 | 2023-11-17 | 42180.88 | 2000 | Our World Energy | Purchase
UNSEDG-09541 | 86429 | PV (Photovoltaic) | 12.8 | 18538 | Residential | Non-Incentive | 3 - Installed | 2023-08-11 | 2023-10-31 | 2023-12-01 | 62750 | 18825 | SunUp America | Purchase
UNSEDG-09542 | 86401 | PV (Photovoltaic) | 6.885 | 11373 | Residential | Non-Incentive | 3 - Installed | 2023-08-11 | 2023-09-19 | 2024-04-18 | 0 | 0 | TML International LLC DBA InfinitySolar | Purchase
UNSEDG-09576 | 86413 | PV (Photovoltaic) | 6.3 | 11504 | Residential | Non-Incentive | 3 - Installed | 2023-08-16 | 2023-08-24 | 2023-11-08 | 32889 | 2000 | Our World Energy | Purchase
UNSEDG-09543 | 86406 | PV (Photovoltaic) | 10.35 | 17774 | Residential | Non-Incentive | 3 - Installed | 2023-08-14 | 2023-08-22 | 2023-10-13 | 42730.39 | 2000 | Our World Energy | Purchase
UNSEDG-09544 | 86413 | PV (Photovoltaic) | 5.85 | 9857 | Residential | Non-Incentive | 3 - Installed | 2023-08-14 | 2023-08-22 | 2023-12-15 | 32538 | 2000 | Our World Energy | Purchase
UNSEDG-09555 | 86404 | PV (Photovoltaic) | 8.91 | 15844 | Residential | Non-Incentive | 3 - Installed | 2023-08-15 | 2023-08-25 | 2023-10-16 | 37048.47 | 18524.24 | Solarships Installation Services LLC | Purchase
UNSEDG-09740 | 86404 | PV (Photovoltaic) | 12.16 | 22984 | Residential | Non-Incentive | 3 - Installed | 2023-09-05 | 2023-09-06 | 2023-12-13 | 32000 | 10000 | Mohave Solar | Purchase
UNSEDG-09546 | 86409 | PV (Photovoltaic) | 14 | 20935 | Residential | Non-Incentive | 3 - Installed | 2023-08-14 | 2023-09-11 | 2024-01-05 | 70000 | 21000 | SunUp America | Purchase
UNSEDG-09545 | 86406 | PV (Photovoltaic) | 11.89 | 20942 | Residential | Non-Incentive | 3 - Installed | 2023-08-14 | 2023-08-25 | 2023-11-15 | 28270 | 8481 | NB Baker Electric AZ LLC DBA Streamline Solar | Purchase
UNSEDG-09549 | 85621 | PV (Photovoltaic) | 6.48 | 11872 | Residential | Non-Incentive | 3 - Installed | 2023-08-14 | 2023-08-28 | 2024-01-12 | 31157.63 | 5000 | On Point Solar Power | Purchase
UNSEDG-09587 | 86409 | PV (Photovoltaic) | 6.4 | 2671 | Residential | Non-Incentive | 3 - Installed | 2023-08-17 | 2023-08-24 | 2024-02-09 | 45695 | 13708.5 | Sunup America | Purchase
UNSEDG-09550 | 86404 | PV (Photovoltaic) | 19.2 | 35295 | Residential | Non-Incentive | 3 - Installed | 2023-08-14 | 2023-08-22 | 2023-11-27 | 108247.44 | 2000 | Our World Energy | Lease
UNSEDG-09553 | 86401 | PV (Photovoltaic) | 5.2 | 9919 | Residential | Non-Incentive | 3 - Installed | 2023-08-15 | 2023-08-22 | 2023-10-02 | 42449.52 | 2000 | Our World Energy | Lease
UNSEDG-09554 | 86409 | PV (Photovoltaic) | 11.6 | 19795 | Residential | Non-Incentive | 3 - Installed | 2023-08-15 | 2023-08-24 | 2023-11-20 | 76604.28 | 2000 | Our World Energy | Lease
UNSEDG-09558 | 86401 | PV (Photovoltaic) | 6.4 | 10553 | Residential | Non-Incentive | 3 - Installed | 2023-08-15 | 2023-08-22 | 2023-10-20 | 31299 | 2000 | Our World Energy | Lease
UNSEDG-09560 | 86413 | PV (Photovoltaic) | 12 | 20106 | Residential | Non-Incentive | 3 - Installed | 2023-08-15 | 2023-08-23 | 2023-12-06 | 95198.76 | 2000 | Our World Energy | Lease
UNSEDG-09559 | 86404 | PV (Photovoltaic) | 26.8 | 46024 | Residential | Non-Incentive | 3 - Installed | 2023-08-15 | 2023-10-09 | 2024-01-15 | 79060 | 2000 | Our World Energy | Purchase
UNSEDG-09561 | 86401 | PV (Photovoltaic) | 8.505 | 15925 | Residential | Non-Incentive | 3 - Installed | 2023-08-15 | 2023-09-19 | 2024-02-02 | 0 | 0 | TML International LLC DBA InfinitySolar | Purchase
UNSEDG-09562 | 86409 | PV (Photovoltaic) | 15.3 | 28615 | Residential | Non-Incentive | 3 - Installed | 2023-08-15 | 2023-08-23 | 2024-01-19 | 87987.76 | 2000 | Our World Energy | Purchase
UNSEDG-09596 | 86401 | PV (Photovoltaic) | 10.53 | 17904 | Residential | Non-Incentive | 3 - Installed | 2023-08-18 | 2023-09-05 | 2023-12-05 | 52355.64 | 4000 | Southwest Electric Inc | Lease
UNSEDG-09563 | 86406 | PV (Photovoltaic) | 10.8 | 18548 | Residential | Non-Incentive | 3 - Installed | 2023-08-15 | 2023-08-23 | 2023-10-02 | 67341.84 | 2000 | Our World Energy | Lease
UNSEDG-09652 | 86406 | PV (Photovoltaic) | 9.45 | 17237 | Residential | Non-Incentive | 3 - Installed | 2023-08-25 | 2023-08-30 | 2023-12-12 | 53050.94 | 2000 | Our World Energy | Purchase
UNSEDG-09564 | 86403 | PV (Photovoltaic) | 12.92 | 22195 | Residential | Non-Incentive | 3 - Installed | 2023-08-16 | 2023-08-28 | 2024-02-02 | 60253.26 | 2500 | Freedom Forever INC | Purchase
UNSEDG-09565 | 86401 | PV (Photovoltaic) | 7.65 | 14270 | Residential | Non-Incentive | 3 - Installed | 2023-08-16 | 2023-08-24 | 2023-10-26 | 37872.99 | 2000 | Our World Energy | Purchase
UNSEDG-09567 | 86426 | PV (Photovoltaic) | 10 | 17759 | Residential | Non-Incentive | 3 - Installed | 2023-08-16 | 2023-08-24 | 2023-12-13 | 54266.64 | 2000 | Our World Energy | Lease
UNSEDG-09569 | 85648 | PV (Photovoltaic) | 5.4 | 9324 | Residential | Non-Incentive | 3 - Installed | 2023-08-16 | 2023-08-24 | 2024-01-15 | 27918.1 | 2000 | Our World Energy | Purchase
UNSEDG-09570 | 86401 | PV (Photovoltaic) | 15.2 | 21544 | Non-Residential | Non-Incentive | 3 - Installed | 2023-08-16 | 2023-08-24 | 2023-10-17 | 76348.67 | 2000 | Icon Power | Purchase
UNSEDG-09572 | 86413 | PV (Photovoltaic) | 9 | 15508 | Residential | Non-Incentive | 3 - Installed | 2023-08-16 | 2023-08-24 | 2023-11-08 | 44299.92 | 2000 | Our World Energy | Purchase
UNSEDG-09573 | 86409 | PV (Photovoltaic) | 11.2 | 18962 | Residential | Non-Incentive | 3 - Installed | 2023-08-16 | 2023-08-23 | 2023-11-07 | 61500 | 2000 | Our World Energy | Lease
UNSEDG-09589 | 86409 | PV (Photovoltaic) | 6.075 | 11310 | Residential | Non-Incentive | 3 - Installed | 2023-08-17 | 2023-09-14 | 2023-11-22 | 13708.75 | 4000 | Southwest Electric Inc | Purchase
UNSEDG-09577 | 86404 | PV (Photovoltaic) | 8.8 | 15619 | Residential | Non-Incentive | 3 - Installed | 2023-08-16 | 2023-08-28 | 2024-01-10 | 62376.6 | 2000 | Our World Energy | Lease
UNSEDG-09579 | 86409 | PV (Photovoltaic) | 6.48 | 11798 | Residential | Non-Incentive | 3 - Installed | 2023-08-16 | 2023-08-24 | 2024-02-23 | 0 | 0 | TML International LLC DBA InfinitySolar | Purchase
UNSEDG-09580 | 86406 | PV (Photovoltaic) | 6.4 | 11766 | Residential | Non-Incentive | 3 - Installed | 2023-08-16 | 2023-08-25 | 2023-10-05 | 54431.52 | 2000 | Our World Energy | Lease
UNSEDG-09581 | 86401 | PV (Photovoltaic) | 6.075 | 10905 | Residential | Non-Incentive | 3 - Installed | 2023-08-16 | 2023-09-19 | 2024-02-05 | 0 | 0 | TML International LLC DBA InfinitySolar | Purchase
UNSEDG-09582 | 86401 | PV (Photovoltaic) | 8.03 | 14781 | Residential | Non-Incentive | 3 - Installed | 2023-08-16 | 2023-08-24 | 2023-12-13 | 18102 | 5430 | NB Baker Electric AZ LLC DBA Streamline Solar | Purchase
UNSEDG-09583 | 86426 | PV (Photovoltaic) | 6.4 | 11529 | Residential | Non-Incentive | 3 - Installed | 2023-08-17 | 2023-08-24 | 2023-11-03 | 38598 | 2000 | Our World Energy | Lease
UNSEDG-09584 | 86404 | PV (Photovoltaic) | 12.03 | 20662 | Residential | Non-Incentive | 3 - Installed | 2023-08-17 | 2023-08-24 | 2023-10-04 | 36960 | 2000 | Our World Energy | Purchase
UNSEDG-09586 | 86404 | PV (Photovoltaic) | 9.6 | 16499 | Residential | Non-Incentive | 3 - Installed | 2023-08-17 | 2023-09-01 | 2023-11-16 | 38000 | 11400 | SunUp America | Purchase
UNSEDG-09588 | 86404 | PV (Photovoltaic) | 17.2 | 29641 | Residential | Non-Incentive | 3 - Installed | 2023-08-17 | 2023-08-24 | 2023-11-10 | 111260.04 | 2000 | Our World Energy | Lease
UNSEDG-09650 | 86426 | PV (Photovoltaic) | 8.8 | 14300 | Residential | Non-Incentive | 3 - Installed | 2023-08-25 | 2023-08-30 | 2023-11-01 | 45685.44 | 2000 | Our World Energy | Lease
UNSEDG-09590 | 86409 | PV (Photovoltaic) | 8 | 15368 | Residential | Non-Incentive | 3 - Installed | 2023-08-17 | 2023-08-25 | 2023-11-07 | 52500 | 2000 | Our World Energy | Lease
UNSEDG-09591 | 86401 | PV (Photovoltaic) | 9.6 | 17056 | Residential | Non-Incentive | 3 - Installed | 2023-08-18 | 2023-08-25 | 2023-10-17 | 39633 | 2000 | Our World Energy | Purchase
UNSEDG-09592 | 86409 | PV (Photovoltaic) | 5.2 | 10089 | Residential | Non-Incentive | 3 - Installed | 2023-08-18 | 2023-08-30 | 2023-12-01 | 28151 | 8445.3 | SunUp America | Purchase
UNSEDG-09595 | 86409 | PV (Photovoltaic) | 10.8 | 20813 | Residential | Non-Incentive | 3 - Installed | 2023-08-18 | 2023-08-25 | 2023-11-21 | 63927 | 2000 | Our World Energy | Lease
UNSEDG-09597 | 86403 | PV (Photovoltaic) | 8.55 | 15010 | Residential | Non-Incentive | 3 - Installed | 2023-08-18 | 2023-08-25 | 2023-10-18 | 67581.57 | 2000 | Our World Energy | Purchase
UNSEDG-09599 | 86440 | PV (Photovoltaic) | 10.4 | 19754 | Residential | Non-Incentive | 3 - Installed | 2023-08-18 | 2023-08-25 | 2024-01-17 | 34606 | 6921.2 | HAVASU SOLAR | Purchase
UNSEDG-09600 | 86406 | PV (Photovoltaic) | 16.8 | 27866 | Residential | Non-Incentive | 3 - Installed | 2023-08-18 | 2023-08-25 | 2023-11-03 | 97790.88 | 2000 | Our World Energy | Lease
UNSEDG-09602 | 86406 | PV (Photovoltaic) | 6 | 10882 | Residential | Non-Incentive | 3 - Installed | 2023-08-18 | 2023-08-25 | 2023-09-26 | 15600 | 3120 | HAVASU SOLAR | Purchase
UNSEDG-09603 | 86406 | PV (Photovoltaic) | 8.4 | 15820 | Residential | Non-Incentive | 3 - Installed | 2023-08-18 | 2023-08-25 | 2023-10-03 | 19630 | 3926 | HAVASU SOLAR | Purchase
UNSEDG-09670 | 86438 | PV (Photovoltaic) | 11.6 | 19673 | Residential | Non-Incentive | 3 - Installed | 2023-08-28 | 2023-09-06 | 2024-01-31 | 83854.68 | 2000 | Our World Energy | Lease
UNSEDG-09604 | 86406 | PV (Photovoltaic) | 9.6 | 17185 | Residential | Non-Incentive | 3 - Installed | 2023-08-21 | 2023-08-25 | 2023-11-10 | 57595.2 | 2000 | Our World Energy | Lease
UNSEDG-09606 | 86413 | PV (Photovoltaic) | 18.87 | 37714 | Residential | Non-Incentive | 3 - Installed | 2023-08-21 | 2023-09-25 | 2024-07-16 | 34000 | 4000 | Angle Solar | Purchase
UNSEDG-09851 | 86403 | PV (Photovoltaic) | 19 | 35912 | Residential | Non-Incentive | 3 - Installed | 2023-09-19 | 2024-02-20 | 2024-02-22 | 50350 | 10000 | Mohave Solar | Purchase
UNSEDG-09615 | 86413 | PV (Photovoltaic) | 7.6 | 12971 | Residential | Non-Incentive | 3 - Installed | 2023-08-21 | 2023-08-30 | 2023-12-15 | 45554 | 13666.2 | SunUp America | Purchase
UNSEDG-09609 | 86403 | PV (Photovoltaic) | 4.4 | 8080 | Residential | Non-Incentive | 3 - Installed | 2023-08-21 | 2023-08-30 | 2023-12-21 | 23870 | 7161 | SunUp America | Purchase
UNSEDG-09618 | 86440 | PV (Photovoltaic) | 6.97 | 12325 | Residential | Non-Incentive | 3 - Installed | 2023-08-22 | 2023-08-30 | 2023-11-03 | 38701.74 | 2500 | Titan Solar Power, Inc. | Purchase
UNSEDG-09611 | 86413 | PV (Photovoltaic) | 16 | 28191 | Residential | Non-Incentive | 3 - Installed | 2023-08-21 | 2023-09-05 | 2023-12-22 | 78000 | 23400 | SunUp America | Purchase
UNSEDG-09624 | 86404 | PV (Photovoltaic) | 10.35 | 17040 | Residential | Non-Incentive | 3 - Installed | 2023-08-22 | 2023-09-05 | 2023-11-15 | 44885.52 | 2000 | Our World Energy | Purchase
UNSEDG-09613 | 86404 | PV (Photovoltaic) | 6.96 | 12292 | Residential | Non-Incentive | 3 - Installed | 2023-08-21 | 2023-08-29 | 2024-01-19 | 22620 | 4524 | ESMAY ELECTRIC, INC. | Lease
UNSEDG-09614 | 86403 | PV (Photovoltaic) | 13.05 | 23137 | Residential | Non-Incentive | 3 - Installed | 2023-08-21 | 2023-08-28 | 2024-01-05 | 43065 | 8613 | ESMAY ELECTRIC, INC. | Lease
UNSEDG-09616 | 86406 | PV (Photovoltaic) | 16.53 | 26840 | Residential | Non-Incentive | 3 - Installed | 2023-08-21 | 2023-08-28 | 2023-10-11 | 76923 | 15384.6 | ESMAY ELECTRIC, INC. | Purchase
UNSEDG-09840 | 86403 | PV (Photovoltaic) | 15.2 | 28730 | Residential | Non-Incentive | 3 - Installed | 2023-09-19 | 2023-09-26 | 2023-10-26 | 39520 | 10000 | Mohave Solar | Purchase
UNSEDG-09619 | 86406 | PV (Photovoltaic) | 14.85 | 24056 | Residential | Non-Incentive | 3 - Installed | 2023-08-22 | 2023-08-28 | 2023-10-19 | 57541.5 | 2000 | Our World Energy | Purchase
UNSEDG-09621 | 86409 | PV (Photovoltaic) | 9.72 | 19049 | Residential | Non-Incentive | 3 - Installed | 2023-08-22 | 2023-09-06 | 2024-03-26 | 43761 | 4000 | Southwest Electric Inc | Lease
UNSEDG-09622 | 85648 | PV (Photovoltaic) | 9.2 | 16318 | Residential | Non-Incentive | 3 - Installed | 2023-08-22 | 2023-08-28 | 2024-01-02 | 44849 | 11627 | INDEPENDENT SOLAR | Purchase
UNSEDG-09623 | 86404 | PV (Photovoltaic) | 14.4 | 27274 | Residential | Non-Incentive | 3 - Installed | 2023-08-22 | 2023-09-12 | 2023-12-01 | 60000 | 18000 | SunUp America | Purchase
UNSEDG-09643 | 86401 | PV (Photovoltaic) | 4.86 | 8704 | Residential | Non-Incentive | 3 - Installed | 2023-08-23 | 2023-08-28 | 2024-02-12 | 0 | 0 | TML International LLC DBA InfinitySolar | Purchase
UNSEDG-09626 | 86403 | PV (Photovoltaic) | 11.88 | 19524 | Residential | Non-Incentive | 3 - Installed | 2023-08-22 | 2023-09-14 | 2024-05-03 | 89860 | 26958 | SunUp America | Purchase
UNSEDG-09627 | 86406 | PV (Photovoltaic) | 12.6 | 22497 | Residential | Non-Incentive | 3 - Installed | 2023-08-23 | 2023-08-28 | 2023-10-19 | 49444.76 | 2000 | Our World Energy | Purchase
UNSEDG-09629 | 85648 | PV (Photovoltaic) | 9.6 | 18177 | Residential | Non-Incentive | 3 - Installed | 2023-08-23 | 2023-09-05 | 2024-04-05 | 53000 | 15900 | SunUp America | Purchase
UNSEDG-09628 | 86409 | PV (Photovoltaic) | 7.6 | 14719 | Residential | Non-Incentive | 3 - Installed | 2023-08-23 | 2023-08-28 | 2023-11-01 | 31569.23 | 2000 | Our World Energy | Purchase
UNSEDG-09630 | 86406 | PV (Photovoltaic) | 9.2 | 17068 | Residential | Non-Incentive | 3 - Installed | 2023-08-23 | 2023-08-28 | 2023-11-20 | 65150.52 | 2000 | Our World Energy | Lease
UNSEDG-09632 | 86406 | PV (Photovoltaic) | 23.4 | 41650 | Residential | Non-Incentive | 3 - Installed | 2023-08-23 | 2023-10-17 | 2023-12-01 | 69030 | 13806 | ESMAY ELECTRIC, INC. | Purchase
UNSEDG-09633 | 86406 | PV (Photovoltaic) | 11.52 | 18811 | Residential | Non-Incentive | 3 - Installed | 2023-08-23 | 2023-08-28 | 2023-10-16 | 37636 | 7527.2 | ESMAY ELECTRIC, INC. | Purchase
UNSEDG-09695 | 86406 | PV (Photovoltaic) | 19.08 | 32529 | Residential | Non-Incentive | 3 - Installed | 2023-08-30 | 2023-08-31 | 2023-10-13 | 56286 | 11257.2 | ESMAY ELECTRIC, INC. | Purchase
UNSEDG-09634 | 86403 | PV (Photovoltaic) | 10.12 | 18281 | Residential | Non-Incentive | 3 - Installed | 2023-08-23 | 2023-08-28 | 2024-01-05 | 33817 | 6763.4 | ESMAY ELECTRIC, INC. | Lease
UNSEDG-09636 | 86406 | PV (Photovoltaic) | 17.2 | 27398 | Residential | Non-Incentive | 3 - Installed | 2023-08-23 | 2023-08-28 | 2023-12-12 | 116871 | 2000 | Our World Energy | Lease
UNSEDG-09640 | 85648 | PV (Photovoltaic) | 12.15 | 19216 | Residential | Non-Incentive | 3 - Installed | 2023-08-23 | 2023-10-03 | 2024-03-27 | 114411.14 | 45055.57 | RDX Power, LLC | Purchase
UNSEDG-09639 | 86403 | PV (Photovoltaic) | 13.3 | 25139 | Residential | Non-Incentive | 3 - Installed | 2023-08-23 | 2023-08-28 | 2023-10-02 | 35000 | 10000 | MOHAVE SOLAR | Purchase
UNSEDG-09647 | 86409 | PV (Photovoltaic) | 6.8 | 13030 | Residential | Non-Incentive | 3 - Installed | 2023-08-24 | 2023-09-05 | 2024-02-05 | 19845.36 | 4000 | Southwest Electric Inc | Purchase
UNSEDG-09642 | 86406 | PV (Photovoltaic) | 6.3 | 10526 | Residential | Non-Incentive | 3 - Installed | 2023-08-23 | 2023-08-28 | 2023-10-19 | 25666.86 | 2000 | Our World Energy | Purchase
UNSEDG-09641 | 86409 | PV (Photovoltaic) | 4.4 | 8453 | Residential | Non-Incentive | 3 - Installed | 2023-08-23 | 2023-08-28 | 2023-10-12 | 23160 | 2000 | Our World Energy | Purchase
UNSEDG-09645 | 86406 | PV (Photovoltaic) | 6.6 | 9909 | Residential | Non-Incentive | 3 - Installed | 2023-08-23 | 2023-10-03 | 2024-03-18 | 58029.62 | 22414.81 | RDX Power, LLC | Purchase
UNSEDG-09646 | 86409 | PV (Photovoltaic) | 5.2 | 9574 | Residential | Non-Incentive | 3 - Installed | 2023-08-24 | 2023-08-28 | 2023-11-22 | 29320.41 | 2000 | Icon Power | Purchase
UNSEDG-09648 | 86401 | PV (Photovoltaic) | 6.4 | 11890 | Residential | Non-Incentive | 3 - Installed | 2023-08-24 | 2023-09-12 | 2023-11-09 | 46000 | 13800 | SunUp America | Purchase
UNSEDG-09838 | 86403 | PV (Photovoltaic) | 15.2 | 28612 | Residential | Non-Incentive | 3 - Installed | 2023-09-19 | 2023-09-26 | 2023-10-20 | 39520 | 10000 | Mohave Solar | Purchase
UNSEDG-09841 | 86406 | PV (Photovoltaic) | 13.86 | 26204 | Residential | Non-Incentive | 3 - Installed | 2023-09-19 | 2023-09-26 | 2023-11-20 | 36000 | 10000 | Mohave Solar | Purchase
UNSEDG-09692 | 86401 | PV (Photovoltaic) | 5.6 | 10835 | Residential | Non-Incentive | 3 - Installed | 2023-08-30 | 2023-09-05 | 2024-03-01 | 23837 | 7151.1 | SunUp America | Purchase
UNSEDG-09842 | 86403 | PV (Photovoltaic) | 15.96 | 30166 | Residential | Non-Incentive | 3 - Installed | 2023-09-19 | 2023-09-26 | 2023-11-01 | 43500 | 10000 | Mohave Solar | Purchase
UNSEDG-09696 | 85648 | PV (Photovoltaic) | 8.1 | 14100 | Residential | Non-Incentive | 3 - Installed | 2023-08-30 | 2023-09-25 | 2024-01-04 | 44805.31 | 28605.31 | RDX Power, LLC | Purchase
UNSEDG-09649 | 86409 | PV (Photovoltaic) | 5.6 | 9352 | Residential | Non-Incentive | 3 - Installed | 2023-08-24 | 2023-08-29 | 2023-10-26 | 36471 | 2000 | Our World Energy | Lease
UNSEDG-09844 | 86406 | PV (Photovoltaic) | 15.2 | 28730 | Residential | Non-Incentive | 3 - Installed | 2023-09-19 | 2023-09-26 | 2023-12-27 | 46437 | 10000 | Mohave Solar | Purchase
UNSEDG-09843 | 86404 | PV (Photovoltaic) | 13.68 | 25751 | Residential | Non-Incentive | 3 - Installed | 2023-09-19 | 2023-09-26 | 2023-11-13 | 35568 | 10000 | Mohave Solar | Purchase
UNSEDG-09651 | 86438 | PV (Photovoltaic) | 6 | 11669 | Residential | Non-Incentive | 3 - Installed | 2023-08-25 | 2023-08-30 | 2023-11-08 | 16000 | 3200 | HAVASU SOLAR | Purchase
UNSEDG-09656 | 86404 | PV (Photovoltaic) | 8 | 14698 | Residential | Non-Incentive | 3 - Installed | 2023-08-25 | 2023-08-30 | 2023-10-30 | 57081.96 | 2000 | Our World Energy | Lease
UNSEDG-09654 | 86403 | PV (Photovoltaic) | 10 | 17631 | Residential | Non-Incentive | 3 - Installed | 2023-08-25 | 2023-08-31 | 2023-10-04 | 24235 | 4847 | HAVASU SOLAR | Purchase
UNSEDG-09657 | 86406 | PV (Photovoltaic) | 14.8 | 26666 | Residential | Non-Incentive | 3 - Installed | 2023-08-25 | 2023-08-30 | 2023-10-02 | 44610 | 8922 | HAVASU SOLAR | Purchase
UNSEDG-09658 | 86404 | PV (Photovoltaic) | 13.6 | 20082 | Residential | Non-Incentive | 3 - Installed | 2023-08-25 | 2023-08-30 | 2023-10-20 | 34600 | 6920 | HAVASU SOLAR | Purchase
UNSEDG-09659 | 86406 | PV (Photovoltaic) | 8.4 | 15189 | Residential | Non-Incentive | 3 - Installed | 2023-08-25 | 2023-08-30 | 2023-09-26 | 21000 | 4200 | HAVASU SOLAR | Purchase
UNSEDG-09816 | 86409 | PV (Photovoltaic) | 7.2 | 12305 | Residential | Non-Incentive | 3 - Installed | 2023-09-15 | 2023-09-19 | 2023-12-15 | 58768.08 | 2000 | Our World Energy | Lease
UNSEDG-09684 | 86426 | PV (Photovoltaic) | 10.4 | 17191 | Residential | Non-Incentive | 3 - Installed | 2023-08-29 | 2023-08-31 | 2023-11-22 | 61346.4 | 2000 | Our World Energy | Lease
UNSEDG-09668 | 86426 | PV (Photovoltaic) | 13.6 | 24191 | Residential | Non-Incentive | 3 - Installed | 2023-08-28 | 2023-08-31 | 2023-12-20 | 75681.72 | 2000 | Our World Energy | Lease
UNSEDG-09744 | 85646 | PV (Photovoltaic) | 8.8 | 16335 | Residential | Non-Incentive | 3 - Installed | 2023-09-06 | 2023-09-07 | 2024-01-02 | 24600 | 7380 | SOLAR SOLUTION AZ | Purchase
UNSEDG-09665 | 86404 | PV (Photovoltaic) | 6.16 | 10092 | Residential | Non-Incentive | 3 - Installed | 2023-08-28 | 2023-10-09 | 2024-02-19 | 42663.7 | 30343.7 | RDX Power, LLC | Purchase
UNSEDG-09664 | 86409 | PV (Photovoltaic) | 6.58 | 11034 | Residential | Non-Incentive | 3 - Installed | 2023-08-28 | 2023-09-05 | 2024-02-09 | 36319.2 | 4000 | Southwest Electric Inc | Lease
UNSEDG-09683 | 86406 | PV (Photovoltaic) | 18.9 | 32168 | Residential | Non-Incentive | 3 - Installed | 2023-08-29 | 2023-08-31 | 2024-04-22 | 70641.1 | 2000 | Our World Energy | Purchase
UNSEDG-09725 | 86401 | PV (Photovoltaic) | 14.175 | 24144 | Residential | Non-Incentive | 3 - Installed | 2023-09-05 | 2023-09-13 | 2024-01-05 | 70878 | 4000 | Southwest electric Inc | Lease
UNSEDG-09667 | 86401 | PV (Photovoltaic) | 6.75 | 12654 | Residential | Non-Incentive | 3 - Installed | 2023-08-28 | 2023-08-31 | 2023-10-17 | 40482.02 | 2000 | Our World Energy | Purchase
UNSEDG-09666 | 86401 | PV (Photovoltaic) | 8.1 | 12813 | Residential | Non-Incentive | 3 - Installed | 2023-08-28 | 2023-08-31 | 2023-10-04 | 28958.21 | 2000 | Our World Energy | Purchase
UNSEDG-09674 | 86403 | PV (Photovoltaic) | 4.4 | 7744 | Residential | Non-Incentive | 3 - Installed | 2023-08-29 | 2023-10-03 | 2024-03-25 | 18100 | 9300 | RDX Power, LLC | Purchase
UNSEDG-09669 | 86413 | PV (Photovoltaic) | 13.2 | 22669 | Residential | Non-Incentive | 3 - Installed | 2023-08-28 | 2023-09-05 | 2024-01-25 | 50000 | 15000 | SunUp America | Purchase
UNSEDG-09671 | 86406 | PV (Photovoltaic) | 16 | 26520 | Residential | Non-Incentive | 3 - Installed | 2023-08-28 | 2023-08-31 | 2023-10-03 | 35336 | 7067.2 | HAVASU SOLAR | Purchase
UNSEDG-09691 | 85648 | PV (Photovoltaic) | 6.48 | 12097 | Residential | Non-Incentive | 3 - Installed | 2023-08-30 | 2023-08-30 | 2024-04-19 | 40143.57 | 27183.57 | RDX Power, LLC | Purchase
UNSEDG-09672 | 86406 | PV (Photovoltaic) | 8 | 14888 | Residential | Non-Incentive | 3 - Installed | 2023-08-28 | 2023-08-31 | 2023-10-12 | 25863 | 5172.6 | HAVASU SOLAR | Purchase
UNSEDG-09673 | 85648 | PV (Photovoltaic) | 5.265 | 9242 | Residential | Non-Incentive | 3 - Installed | 2023-08-29 | 2023-09-13 | 2024-06-05 | 34540.57 | 24010.57 | RDX Power, LLC | Purchase
UNSEDG-09675 | 85621 | PV (Photovoltaic) | 3.24 | 5784 | Residential | Non-Incentive | 3 - Installed | 2023-08-29 | 2023-09-13 | 2024-07-10 | 23281.48 | 16801.48 | RDX Power, LLC | Purchase
UNSEDG-10007 | 85648 | PV (Photovoltaic) | 7.29 | 12592 | Residential | Non-Incentive | 3 - Installed | 2023-10-03 | 2023-10-31 | 2023-12-20 | 48176.22 | 33596.22 | RDX Power, LLC | Purchase
UNSEDG-09678 | 85646 | PV (Photovoltaic) | 7.695 | 13719 | Residential | Non-Incentive | 3 - Installed | 2023-08-29 | 2023-09-06 | 2024-04-22 | 26240.22 | 2624.02 | Erus Energy | Purchase
UNSEDG-09676 | 86406 | PV (Photovoltaic) | 11.2 | 16188 | Residential | Non-Incentive | 3 - Installed | 2023-08-29 | 2023-08-31 | 2023-09-27 | 29120 | 5824 | HAVASU SOLAR | Purchase
UNSEDG-09677 | 86406 | PV (Photovoltaic) | 17.6 | 31115 | Residential | Non-Incentive | 3 - Installed | 2023-08-29 | 2023-08-31 | 2023-09-29 | 52980 | 10596 | HAVASU SOLAR | Purchase
UNSEDG-09679 | 86404 | PV (Photovoltaic) | 16 | 28859 | Residential | Non-Incentive | 3 - Installed | 2023-08-29 | 2023-08-31 | 2023-09-26 | 68293 | 13658.6 | HAVASU SOLAR | Purchase
UNSEDG-09685 | 86409 | PV (Photovoltaic) | 11.48 | 19442 | Residential | Non-Incentive | 3 - Installed | 2023-08-30 | 2023-09-12 | 2023-12-14 | 60998.64 | 4000 | Southwest Electric Inc | Lease
UNSEDG-09681 | 86404 | PV (Photovoltaic) | 4.4 | 7789 | Residential | Non-Incentive | 3 - Installed | 2023-08-29 | 2023-09-25 | 2024-04-12 | 26651.85 | 17851.85 | RDX Power, LLC | Purchase
UNSEDG-09680 | 86404 | PV (Photovoltaic) | 9.2 | 16322 | Residential | Non-Incentive | 3 - Installed | 2023-08-29 | 2023-08-31 | 2023-12-15 | 49538 | 9907.6 | HAVASU SOLAR | Purchase
UNSEDG-09686 | 86401 | PV (Photovoltaic) | 14.35 | 24042 | Residential | Non-Incentive | 3 - Installed | 2023-08-30 | 2023-09-14 | 2023-11-28 | 68285.28 | 4000 | Southwest Electric Inc | Lease
UNSEDG-09847 | 86413 | PV (Photovoltaic) | 9.02 | 15262 | Residential | Non-Incentive | 3 - Installed | 2023-09-19 | 2023-09-26 | 2024-01-03 | 30675.53 | 10000 | T & K Electric | Lease
UNSEDG-09839 | 86403 | PV (Photovoltaic) | 13.3 | 25139 | Residential | Non-Incentive | 3 - Installed | 2023-09-19 | 2023-09-26 | 2023-12-01 | 33000 | 10000 | Mohave Solar | Purchase
UNSEDG-09845 | 86406 | PV (Photovoltaic) | 16.72 | 31603 | Residential | Non-Incentive | 3 - Installed | 2023-09-19 | 2023-09-26 | 2023-11-21 | 41710 | 10000 | Mohave Solar | Purchase
UNSEDG-09853 | 86406 | PV (Photovoltaic) | 23.1 | 43673 | Residential | Non-Incentive | 3 - Installed | 2023-09-19 | 2023-09-27 | 2024-06-25 | 62400 | 10000 | Mohave Solar | Purchase
UNSEDG-09689 | 86409 | PV (Photovoltaic) | 4.4 | 7350 | Residential | Non-Incentive | 3 - Installed | 2023-08-30 | 2023-08-31 | 2023-10-30 | 27897 | 2000 | Our World Energy | Lease
UNSEDG-09690 | 86401 | PV (Photovoltaic) | 20.145 | 39032 | Residential | Non-Incentive | 3 - Installed | 2023-08-30 | 2023-09-06 | 2024-02-20 | 125000 | 37500 | SunUp America | Purchase
UNSEDG-09693 | 86409 | PV (Photovoltaic) | 10 | 16663 | Residential | Non-Incentive | 3 - Installed | 2023-08-30 | 2023-09-05 | 2023-12-21 | 56554 | 16966.2 | SunUp America | Purchase
UNSEDG-09694 | 86426 | PV (Photovoltaic) | 12.96 | 21873 | Residential | Non-Incentive | 3 - Installed | 2023-08-30 | 2023-08-31 | 2023-12-22 | 39828 | 7965.6 | ESMAY ELECTRIC, INC. | Purchase
UNSEDG-09719 | 86401 | PV (Photovoltaic) | 11.2 | 19429 | Residential | Non-Incentive | 3 - Installed | 2023-09-01 | 2023-09-06 | 2024-04-15 | 52783 | 2000 | Our World Energy | Purchase
UNSEDG-09699 | 86404 | PV (Photovoltaic) | 10.4 | 18560 | Residential | Non-Incentive | 3 - Installed | 2023-08-31 | 2023-09-05 | 2024-03-22 | 73554 | 22066.2 | SunUp America | Purchase
UNSEDG-09698 | 86401 | PV (Photovoltaic) | 9.2 | 16294 | Residential | Non-Incentive | 3 - Installed | 2023-08-31 | 2023-08-31 | 2023-11-02 | 82739.04 | 2000 | Our World Energy | Lease
UNSEDG-09700 | 86401 | PV (Photovoltaic) | 9 | 16170 | Residential | Non-Incentive | 3 - Installed | 2023-08-31 | 2023-08-31 | 2023-11-27 | 49384.62 | 2000 | Our World Energy | Purchase
UNSEDG-09701 | 86401 | PV (Photovoltaic) | 7.65 | 13378 | Residential | Non-Incentive | 3 - Installed | 2023-08-31 | 2023-08-31 | 2024-01-26 | 40123 | 2000 | Our World Energy | Purchase
UNSEDG-09702 | 86401 | PV (Photovoltaic) | 9.43 | 15814 | Residential | Non-Incentive | 3 - Installed | 2023-08-31 | 2023-09-12 | 2023-12-01 | 50569.2 | 4000 | Southwest Electric Inc | Lease
UNSEDG-09704 | 86401 | PV (Photovoltaic) | 6.4 | 12295 | Residential | Non-Incentive | 3 - Installed | 2023-08-31 | 2023-08-31 | 2023-10-20 | 51876.12 | 2000 | Our World Energy | Lease
UNSEDG-09703 | 86406 | PV (Photovoltaic) | 11.2 | 19393 | Residential | Non-Incentive | 3 - Installed | 2023-08-31 | 2023-08-31 | 2023-09-26 | 28114 | 5622.8 | HAVASU SOLAR | Purchase
UNSEDG-09705 | 86409 | PV (Photovoltaic) | 8.6 | 15017 | Residential | Non-Incentive | 3 - Installed | 2023-08-31 | 2023-09-25 | 2023-12-20 | 47737.32 | 4000 | Southwest Electric Inc | Lease
UNSEDG-09706 | 86401 | PV (Photovoltaic) | 7.2 | 13670 | Residential | Non-Incentive | 3 - Installed | 2023-08-31 | 2023-09-12 | 2023-11-03 | 32220 | 6444 | HAVASU SOLAR | Lease
UNSEDG-09707 | 86429 | PV (Photovoltaic) | 7.2 | 13563 | Residential | Non-Incentive | 3 - Installed | 2023-08-31 | 2023-09-13 | 2023-12-26 | 42085 | 2500 | Titan Solar Power | Purchase
UNSEDG-09708 | 86406 | PV (Photovoltaic) | 6.8 | 12099 | Residential | Non-Incentive | 3 - Installed | 2023-08-31 | 2023-08-31 | 2023-09-26 | 20690 | 4138 | HAVASU SOLAR | Purchase
UNSEDG-09709 | 86403 | PV (Photovoltaic) | 6 | 10970 | Residential | Non-Incentive | 3 - Installed | 2023-08-31 | 2023-08-31 | 2023-09-27 | 15661 | 3132.2 | HAVASU SOLAR | Purchase
UNSEDG-09710 | 86406 | PV (Photovoltaic) | 11.6 | 20985 | Residential | Non-Incentive | 3 - Installed | 2023-08-31 | 2023-08-31 | 2023-10-09 | 30877 | 6175.4 | HAVASU SOLAR | Purchase
UNSEDG-09711 | 86406 | PV (Photovoltaic) | 11.6 | 21122 | Residential | Non-Incentive | 3 - Installed | 2023-08-31 | 2023-08-31 | 2023-10-02 | 31547 | 6309.4 | HAVASU SOLAR | Purchase
UNSEDG-09712 | 86406 | PV (Photovoltaic) | 10.4 | 18482 | Residential | Non-Incentive | 3 - Installed | 2023-08-31 | 2023-08-31 | 2023-10-12 | 33627 | 6725.4 | HAVASU SOLAR | Purchase
UNSEDG-09713 | 86406 | PV (Photovoltaic) | 16.8 | 28123 | Residential | Non-Incentive | 3 - Installed | 2023-08-31 | 2023-08-31 | 2023-11-10 | 49518 | 9903.6 | HAVASU SOLAR | Purchase
UNSEDG-09715 | 86404 | PV (Photovoltaic) | 11.2 | 20337 | Residential | Non-Incentive | 3 - Installed | 2023-08-31 | 2023-08-31 | 2023-09-27 | 34437 | 6887.4 | HAVASU SOLAR | Purchase
UNSEDG-09716 | 86404 | PV (Photovoltaic) | 16 | 28094 | Residential | Non-Incentive | 3 - Installed | 2023-08-31 | 2023-09-06 | 2023-10-09 | 49243 | 9848.6 | HAVASU SOLAR | Purchase
UNSEDG-09718 | 86429 | PV (Photovoltaic) | 11.2 | 20376 | Residential | Non-Incentive | 3 - Installed | 2023-09-01 | 2023-10-09 | 2024-05-22 | 36202 | 2500 | Freedom Forever INC | Purchase
UNSEDG-09737 | 86431 | PV (Photovoltaic) | 8.1 | 14948 | Residential | Non-Incentive | 3 - Installed | 2023-09-05 | 2023-09-06 | 2023-12-01 | 51888.24 | 5000 | On Point Solar Power | Lease
UNSEDG-09720 | 86406 | PV (Photovoltaic) | 14.8 | 21666 | Residential | Non-Incentive | 3 - Installed | 2023-09-01 |  | 2023-11-09 | 38490 | 7698 | HAVASU SOLAR | Purchase
UNSEDG-09721 | 86406 | PV (Photovoltaic) | 6.12 | 10398 | Residential | Non-Incentive | 3 - Installed | 2023-09-01 | 2023-09-06 | 2023-10-31 | 19890 | 3978 | ESMAY ELECTRIC, INC. | Purchase
UNSEDG-09722 | 86406 | PV (Photovoltaic) | 9.36 | 16359 | Residential | Non-Incentive | 3 - Installed | 2023-09-01 | 2023-09-06 | 2023-11-03 | 29512 | 5902.4 | ESMAY ELECTRIC, INC. | Purchase
UNSEDG-09727 | 86404 | PV (Photovoltaic) | 14.4 | 22891 | Residential | Non-Incentive | 3 - Installed | 2023-09-05 | 2023-09-18 | 2024-10-04 | 89800 | 17960 | ESMAY ELECTRIC, INC. | Purchase
UNSEDG-09723 | 86406 | PV (Photovoltaic) | 4 | 7271 | Residential | Non-Incentive | 3 - Installed | 2023-09-05 | 2023-09-06 | 2023-11-08 | 12400 | 2000 | Our World Energy | Purchase
UNSEDG-09724 | 86401 | PV (Photovoltaic) | 4.5 | 8416 | Residential | Non-Incentive | 3 - Installed | 2023-09-05 | 2023-09-25 | 2023-12-07 | 22875 | 2000 | Our World Energy | Purchase
UNSEDG-09726 | 86409 | PV (Photovoltaic) | 9.6 | 16381 | Residential | Non-Incentive | 3 - Installed | 2023-09-05 | 2023-09-06 | 2024-01-04 | 78501 | 2000 | Our World Energy | Lease
UNSEDG-09728 | 86401 | PV (Photovoltaic) | 8.2 | 16222 | Residential | Non-Incentive | 3 - Installed | 2023-09-05 | 2023-09-14 | 2023-11-28 | 36119.82 | 4000 | Southwest Electric Inc | Purchase
UNSEDG-09730 | 86401 | PV (Photovoltaic) | 8.8 | 15144 | Residential | Non-Incentive | 3 - Installed | 2023-09-05 | 2023-09-06 | 2023-10-26 | 62175.84 | 2000 | Our World Energy | Lease
UNSEDG-09731 | 86440 | PV (Photovoltaic) | 16 | 25597 | Residential | Non-Incentive | 3 - Installed | 2023-09-05 | 2024-01-18 | 2024-08-22 | 88800 | 2000 | Our World Energy | Purchase
UNSEDG-09732 | 86409 | PV (Photovoltaic) | 13.2 | 22668 | Residential | Non-Incentive | 3 - Installed | 2023-09-05 | 2023-09-12 | 2024-02-16 | 71110.41 | 4000 | Southwest Electric Inc | Purchase
UNSEDG-09736 | 86406 | PV (Photovoltaic) | 7.48 | 13216 | Residential | Non-Incentive | 3 - Installed | 2023-09-05 | 2023-09-25 | 2024-02-19 | 41992 | 27032 | RDX POWER, LLC | Purchase
UNSEDG-09735 | 86409 | PV (Photovoltaic) | 11.745 | 18866 | Residential | Non-Incentive | 3 - Installed | 2023-09-05 | 2023-09-06 | 2024-01-05 | 71731.92 | 5000 | On Point Solar Power | Lease
UNSEDG-09739 | 86404 | PV (Photovoltaic) | 7.92 | 12069 | Residential | Non-Incentive | 3 - Installed | 2023-09-05 | 2023-10-03 | 2024-03-08 | 48554.07 | 32714.07 | RDX POWER, LLC | Purchase
UNSEDG-09822 | 86406 | PV (Photovoltaic) | 17.55 | 30318 | Residential | Non-Incentive | 3 - Installed | 2023-09-15 | 2023-09-21 | 2023-12-01 | 57401.26 | 2000 | Our World Energy | Purchase
UNSEDG-09741 | 85648 | PV (Photovoltaic) | 8.4 | 15614 | Residential | Non-Incentive | 3 - Installed | 2023-09-06 | 2023-09-29 | 2023-12-15 | 39252 | 2000 | ICON POWER | Purchase
UNSEDG-09742 | 86404 | PV (Photovoltaic) | 15.2 | 25622 | Residential | Non-Incentive | 3 - Installed | 2023-09-06 | 2023-09-13 | 2024-02-08 | 70275 | 2000 | Our World Energy | Lease
UNSEDG-09914 | 86404 | PV (Photovoltaic) | 15.96 | 30166 | Residential | Non-Incentive | 3 - Installed | 2023-09-26 | 2023-09-29 | 2023-11-27 | 43472 | 10000 | Mohave Solar | Purchase
UNSEDG-09745 | 86406 | PV (Photovoltaic) | 6 | 10615 | Residential | Non-Incentive | 3 - Installed | 2023-09-06 | 2023-09-07 | 2023-12-11 | 41858.16 | 2000 | Our World Energy 20809 N 19th Ave | Lease
UNSEDG-09747 | 86406 | PV (Photovoltaic) | 8.4 | 14815 | Residential | Non-Incentive | 3 - Installed | 2023-09-06 | 2023-09-08 | 2023-12-14 | 44255.52 | 8851.1 | HAVASU SOLAR | Lease
UNSEDG-09746 | 86401 | PV (Photovoltaic) | 10.935 | 20652 | Residential | Non-Incentive | 3 - Installed | 2023-09-06 | 2023-09-19 | 2024-03-22 | 0 | 0 | TML International LLC DBA InfinitySolar | Purchase
UNSEDG-09748 | 86406 | PV (Photovoltaic) | 3.2 | 5145 | Residential | Non-Incentive | 3 - Installed | 2023-09-06 | 2023-09-11 | 2023-12-14 | 21797.16 | 4359.43 | HAVASU SOLAR | Lease
UNSEDG-09749 | 86404 | PV (Photovoltaic) | 15.6 | 28449 | Residential | Non-Incentive | 3 - Installed | 2023-09-06 | 2023-09-08 | 2023-12-13 | 32919 | 6583.8 | HAVASU SOLAR | Purchase
UNSEDG-09750 | 86409 | PV (Photovoltaic) | 5.265 | 10336 | Residential | Non-Incentive | 3 - Installed | 2023-09-06 | 2023-09-08 | 2024-01-03 | 36499.56 | 5000 | On Point Solar Power | Lease
UNSEDG-09751 | 86406 | PV (Photovoltaic) | 17.6 | 30437 | Residential | Non-Incentive | 3 - Installed | 2023-09-06 | 2023-09-08 | 2023-11-03 | 53449 | 10689.8 | HAVASU SOLAR | Purchase
UNSEDG-09752 | 86406 | PV (Photovoltaic) | 19.6 | 35051 | Residential | Non-Incentive | 3 - Installed | 2023-09-06 | 2023-09-08 | 2023-10-26 | 50390 | 10078 | HAVASU SOLAR | Purchase
UNSEDG-09753 | 86406 | PV (Photovoltaic) | 14.4 | 27294 | Residential | Non-Incentive | 3 - Installed | 2023-09-06 | 2023-09-11 | 2023-10-03 | 37080 | 7416 | HAVASU SOLAR | Purchase
UNSEDG-09754 | 86404 | PV (Photovoltaic) | 15.2 | 25648 | Residential | Non-Incentive | 3 - Installed | 2023-09-06 | 2023-09-08 | 2023-10-26 | 75495 | 15099 | HAVASU SOLAR | Lease
UNSEDG-09755 | 86403 | PV (Photovoltaic) | 13.6 | 23044 | Residential | Non-Incentive | 3 - Installed | 2023-09-06 | 2023-09-08 | 2023-11-10 | 66492 | 13298.4 | HAVASU SOLAR | Lease
UNSEDG-09757 | 86406 | PV (Photovoltaic) | 17.1 | 30102 | Residential | Non-Incentive | 3 - Installed | 2023-09-07 | 2023-09-11 | 2023-10-13 | 61575 | 2000 | Our World Energy | Purchase
UNSEDG-09758 | 86404 | PV (Photovoltaic) | 6.6 | 11917 | Residential | Non-Incentive | 3 - Installed | 2023-09-07 | 2023-09-11 | 2024-02-19 | 30966 | 9289.8 | SunUp America | Purchase
UNSEDG-09915 | 86406 | PV (Photovoltaic) | 9.12 | 17238 | Residential | Non-Incentive | 3 - Installed | 2023-09-26 | 2023-09-29 | 2023-11-27 | 21147 | 10000 | Mohave Solar | Purchase
UNSEDG-09759 | 86404 | PV (Photovoltaic) | 6.16 | 10863 | Residential | Non-Incentive | 3 - Installed | 2023-09-07 | 2023-09-11 | 2024-01-12 | 58860 | 17658 | SunUp America | Purchase
UNSEDG-09909 | 86406 | PV (Photovoltaic) | 6.08 | 11492 | Residential | Non-Incentive | 3 - Installed | 2023-09-26 | 2023-09-29 | 2023-12-11 | 15808 | 10000 | Mohave Solar | Purchase
UNSEDG-09846 | 86403 | PV (Photovoltaic) | 11.4 | 21547 | Residential | Non-Incentive | 3 - Installed | 2023-09-19 | 2023-09-26 | 2023-12-11 | 29640 | 10000 | Mohave Solar | Purchase
UNSEDG-09760 | 85648 | PV (Photovoltaic) | 7.2 | 13389 | Residential | Non-Incentive | 3 - Installed | 2023-09-07 | 2023-09-19 | 2023-12-11 | 34200 | 1710 | Solar Pros Electric LLC | Purchase
UNSEDG-09772 | 85648 | PV (Photovoltaic) | 9.2 | 15726 | Residential | Non-Incentive | 3 - Installed | 2023-09-08 | 2023-09-19 | 2023-12-05 | 46460 | 2323 | Solar Pros Electric LLC | Purchase
UNSEDG-09767 | 86403 | PV (Photovoltaic) | 7.2 | 11719 | Residential | Non-Incentive | 3 - Installed | 2023-09-08 | 2023-09-13 | 2023-11-28 | 27933.6 | 2000 | Our World Energy | Purchase
UNSEDG-09763 | 86403 | PV (Photovoltaic) | 15.4 | 25120 | Residential | Non-Incentive | 3 - Installed | 2023-09-08 | 2023-09-13 | 2024-03-04 | 50000 | 15000 | SunUp America | Purchase
UNSEDG-09910 | 86404 | PV (Photovoltaic) | 13.3 | 25139 | Residential | Non-Incentive | 3 - Installed | 2023-09-26 | 2023-09-29 | 2023-12-15 | 34580 | 10000 | Mohave Solar | Purchase
UNSEDG-09761 | 86429 | PV (Photovoltaic) | 10.8 | 17434 | Residential | Non-Incentive | 3 - Installed | 2023-09-08 | 2023-09-11 | 2024-05-20 | 71763.48 | 2000 | Our World Energy | Lease
UNSEDG-09908 | 86404 | PV (Photovoltaic) | 12 | 22759 | Residential | Non-Incentive | 3 - Installed | 2023-09-26 | 2023-09-29 | 2023-12-14 | 31290 | 10000 | Mohave Solar | Purchase
UNSEDG-09764 | 86403 | PV (Photovoltaic) | 10.56 | 18414 | Residential | Non-Incentive | 3 - Installed | 2023-09-08 | 2023-09-26 | 2024-01-10 | 36730 | 7346 | ESMAY ELECTRIC, INC. | Lease
UNSEDG-09765 | 86403 | PV (Photovoltaic) | 10.625 | 19099 | Residential | Non-Incentive | 3 - Installed | 2023-09-08 | 2023-09-13 | 2024-02-14 | 36094 | 7218.8 | ESMAY ELECTRIC, INC. | Lease
UNSEDG-09766 | 86440 | PV (Photovoltaic) | 15.84 | 25094 | Residential | Non-Incentive | 3 - Installed | 2023-09-08 | 2023-09-13 | 2024-01-05 | 52761 | 10552.2 | ESMAY ELECTRIC, INC. | Lease
UNSEDG-09768 | 86404 | PV (Photovoltaic) | 13.92 | 23521 | Residential | Non-Incentive | 3 - Installed | 2023-09-08 | 2023-09-13 | 2023-11-03 | 68458 | 13691.6 | ESMAY ELECTRIC, INC. | Purchase
UNSEDG-09769 | 86406 | PV (Photovoltaic) | 16.53 | 28632 | Residential | Non-Incentive | 3 - Installed | 2023-09-08 | 2023-09-13 | 2023-11-28 | 76746 | 15349.2 | ESMAY ELECTRIC, INC. | Purchase
UNSEDG-09771 | 86406 | PV (Photovoltaic) | 8.91 | 16570 | Residential | Non-Incentive | 3 - Installed | 2023-09-08 | 2023-09-13 | 2023-11-15 | 36110 | 4000 | Southwest Electric Inc | Purchase
UNSEDG-09913 | 86404 | PV (Photovoltaic) | 22.8 | 43095 | Residential | Non-Incentive | 3 - Installed | 2023-09-26 | 2023-09-29 | 2024-04-10 | 58140 | 10000 | Mohave Solar | Purchase
UNSEDG-09773 | 86406 | PV (Photovoltaic) | 13.6 | 25139 | Residential | Non-Incentive | 3 - Installed | 2023-09-08 | 2023-09-13 | 2023-10-06 | 40978 | 8195.6 | HAVASU SOLAR | Purchase
UNSEDG-09774 | 86401 | PV (Photovoltaic) | 5.74 | 10554 | Residential | Non-Incentive | 3 - Installed | 2023-09-08 | 2023-09-14 | 2023-12-05 | 14500.11 | 4000 | Southwest Electric Inc | Purchase
UNSEDG-09776 | 86403 | PV (Photovoltaic) | 10.4 | 18592 | Residential | Non-Incentive | 3 - Installed | 2023-09-08 | 2023-09-14 | 2023-10-26 | 26000 | 5200 | HAVASU SOLAR | Purchase
UNSEDG-09777 | 86404 | PV (Photovoltaic) | 14.35 | 25073 | Residential | Non-Incentive | 3 - Installed | 2023-09-08 | 2023-09-20 | 2023-12-21 | 31370 | 2670 | NB Baker Electric AZ LLC dba Streamline Solar | Purchase
UNSEDG-09778 | 86406 | PV (Photovoltaic) | 17.6 | 31115 | Residential | Non-Incentive | 3 - Installed | 2023-09-08 | 2023-09-14 | 2023-10-12 | 53491 | 10698.2 | HAVASU SOLAR | Purchase
UNSEDG-09779 | 86403 | PV (Photovoltaic) | 13.2 | 22161 | Residential | Non-Incentive | 3 - Installed | 2023-09-08 | 2023-09-18 | 2024-01-09 | 57587 | 11517.4 | HAVASU SOLAR | Purchase
UNSEDG-09780 | 86413 | PV (Photovoltaic) | 11.2 | 20344 | Residential | Non-Incentive | 3 - Installed | 2023-09-08 | 2023-09-18 | 2024-01-24 | 66299.88 | 13259.98 | HAVASU SOLAR | Lease
UNSEDG-09781 | 86406 | PV (Photovoltaic) | 12 | 21594 | Residential | Non-Incentive | 3 - Installed | 2023-09-08 | 2023-09-18 | 2023-10-23 | 31200 | 6240 | HAVASU SOLAR | Purchase
UNSEDG-09782 | 86406 | PV (Photovoltaic) | 10 | 18048 | Residential | Non-Incentive | 3 - Installed | 2023-09-08 | 2023-09-18 | 2023-10-03 | 25000 | 5000 | HAVASU SOLAR | Purchase
UNSEDG-09783 | 86404 | PV (Photovoltaic) | 7.6 | 13679 | Residential | Non-Incentive | 3 - Installed | 2023-09-08 | 2023-09-18 | 2023-10-17 | 46926 | 9385.2 | HAVASU SOLAR | Lease
UNSEDG-09784 | 86403 | PV (Photovoltaic) | 6.4 | 11774 | Residential | Non-Incentive | 3 - Installed | 2023-09-10 | 2023-09-18 | 2023-10-23 | 35400 | 7080 | HAVASU SOLAR | Lease
UNSEDG-09785 | 86403 | PV (Photovoltaic) | 8.8 | 15983 | Residential | Non-Incentive | 3 - Installed | 2023-09-10 | 2023-09-18 | 2023-10-05 | 24112 | 4822.4 | HAVASU SOLAR | Purchase
UNSEDG-09786 | 86403 | PV (Photovoltaic) | 11.6 | 19735 | Residential | Non-Incentive | 3 - Installed | 2023-09-10 | 2023-09-18 | 2023-11-17 | 38502 | 7700.4 | HAVASU SOLAR | Purchase
UNSEDG-09787 | 86403 | PV (Photovoltaic) | 13.2 | 24786 | Residential | Non-Incentive | 3 - Installed | 2023-09-10 | 2023-09-18 | 2023-10-17 | 39759 | 7951.8 | HAVASU SOLAR | Purchase
UNSEDG-09788 | 86406 | PV (Photovoltaic) | 11.6 | 21651 | Residential | Non-Incentive | 3 - Installed | 2023-09-10 | 2023-09-18 | 2023-11-07 | 55755 | 11151 | HAVASU SOLAR | Lease
UNSEDG-09789 | 86409 | PV (Photovoltaic) | 8.61 | 14442 | Residential | Non-Incentive | 3 - Installed | 2023-09-11 | 2023-09-14 | 2023-12-14 | 40714.68 | 4000 | Southwest Electric Inc | Lease
UNSEDG-09791 | 86404 | PV (Photovoltaic) | 12.32 | 22233 | Residential | Non-Incentive | 3 - Installed | 2023-09-11 | 2023-09-18 | 2024-01-19 | 42385 | 8477 | ESMAY ELECTRIC, INC. | Lease
UNSEDG-09792 | 86404 | PV (Photovoltaic) | 16.15 | 27341 | Residential | Non-Incentive | 3 - Installed | 2023-09-11 | 2023-09-18 | 2023-10-24 | 53437.5 | 10687.5 | ESMAY ELECTRIC, INC. | Purchase
UNSEDG-09793 | 86404 | PV (Photovoltaic) | 10.2 | 18429 | Residential | Non-Incentive | 3 - Installed | 2023-09-11 | 2023-09-18 | 2023-11-01 | 33450 | 6690 | ESMAY ELECTRIC, INC. | Purchase
UNSEDG-09982 | 86409 | PV (Photovoltaic) | 6.4 | 12433 | Residential | Non-Incentive | 3 - Installed | 2023-09-29 | 2023-11-01 | 2024-01-09 | 46244.04 | 2000 | Our World Energy | Lease
UNSEDG-09820 | 86401 | PV (Photovoltaic) | 6.4 | 12406 | Residential | Non-Incentive | 3 - Installed | 2023-09-15 | 2023-09-26 | 2023-10-19 | 19500 | 1500 | Angle Solar | Purchase
UNSEDG-09794 | 86409 | PV (Photovoltaic) | 9.2 | 17312 | Residential | Non-Incentive | 3 - Installed | 2023-09-11 | 2023-09-20 | 2023-11-22 | 36679.08 | 5000 | On Point Solar Power | Purchase
UNSEDG-09795 | 85648 | PV (Photovoltaic) | 12.555 | 22043 | Residential | Non-Incentive | 3 - Installed | 2023-09-11 | 2023-09-18 | 2024-01-02 | 59835.8 | 5000 | On Point Solar Power | Purchase
UNSEDG-09815 | 86406 | PV (Photovoltaic) | 13.365 | 22535 | Residential | Non-Incentive | 3 - Installed | 2023-09-15 | 2023-09-19 | 2023-11-27 | 62592 | 31296 | Solarships Installation Services LLC | Lease
UNSEDG-09796 | 86401 | PV (Photovoltaic) | 9.2 | 17720 | Residential | Non-Incentive | 3 - Installed | 2023-09-12 | 2023-09-18 | 2023-10-23 | 26683 | 5336.6 | HAVASU SOLAR | Purchase
UNSEDG-09797 | 86409 | PV (Photovoltaic) | 9.24 | 18146 | Residential | Non-Incentive | 3 - Installed | 2023-09-12 | 2023-09-18 | 2023-12-15 | 36000 | 10800 | SUNUP AMERICA | Purchase
UNSEDG-09798 | 86401 | PV (Photovoltaic) | 5.135 | 8455 | Residential | Non-Incentive | 3 - Installed | 2023-09-12 | 2023-09-18 | 2023-11-17 | 18000 | 2000 | Angle Solar | Purchase
UNSEDG-09799 | 86409 | PV (Photovoltaic) | 7.6 | 13831 | Residential | Non-Incentive | 3 - Installed | 2023-09-12 | 2023-09-18 | 2023-11-09 | 43512.6 | 8702.52 | HAVASU SOLAR | Lease
UNSEDG-09800 | 86403 | PV (Photovoltaic) | 8.4 | 15746 | Residential | Non-Incentive | 3 - Installed | 2023-09-12 | 2023-09-18 | 2023-10-12 | 21630 | 4326 | HAVASU SOLAR | Purchase
UNSEDG-09805 | 86401 | PV (Photovoltaic) | 7.38 | 14255 | Residential | Non-Incentive | 3 - Installed | 2023-09-13 | 2023-09-18 | 2024-01-12 | 38356.92 | 4000 | Southwest Electric Inc | Lease
UNSEDG-09801 | 86404 | PV (Photovoltaic) | 30.78 | 54621 | Residential | Non-Incentive | 3 - Installed | 2023-09-12 | 2023-11-13 | 2024-02-08 | 30000 | 10000 | GT POWER | Purchase
UNSEDG-09802 | 86401 | PV (Photovoltaic) | 15.39 | 27375 | Residential | Non-Incentive | 3 - Installed | 2023-09-13 | 2023-09-18 | 2024-01-29 | 57372.6 | 2500 | Freedom Forever INC | Purchase
UNSEDG-09803 | 85648 | PV (Photovoltaic) | 7.29 | 13263 | Residential | Non-Incentive | 3 - Installed | 2023-09-13 | 2023-09-18 | 2023-10-24 | 31243 | 3124.3 | Erus Energy | Purchase
UNSEDG-09814 | 86406 | PV (Photovoltaic) | 12.24 | 21773 | Residential | Non-Incentive | 3 - Installed | 2023-09-15 | 2023-09-19 | 2023-11-10 | 87688 | 17537.6 | ESMAY ELECTRIC, INC. | Purchase
UNSEDG-09804 | 86429 | PV (Photovoltaic) | 14.52 | 27792 | Residential | Non-Incentive | 3 - Installed | 2023-09-13 | 2024-01-30 | 2024-03-08 | 45000 | 13500 | SUNUP AMERICA | Purchase
UNSEDG-09848 | 86401 | PV (Photovoltaic) | 14.76 | 25148 | Residential | Non-Incentive | 3 - Installed | 2023-09-19 | 2023-10-09 | 2024-01-26 | 59064 | 4000 | Southwest Electric Inc | Lease
UNSEDG-09807 | 86403 | PV (Photovoltaic) | 15.2 | 26190 | Residential | Non-Incentive | 3 - Installed | 2023-09-14 | 2023-12-18 | 2024-02-09 | 19930 | 5979 | NB Baker Electric AZ LLC DBA Streamline Solar | Lease
UNSEDG-09809 | 86401 | PV (Photovoltaic) | 12 | 22001 | Residential | Non-Incentive | 3 - Installed | 2023-09-14 | 2023-09-19 | 2023-11-27 | 25000 | 7500 | Tri State Solar & Wind Corp. | Purchase
UNSEDG-09850 | 86406 | PV (Photovoltaic) | 19 | 35912 | Residential | Non-Incentive | 3 - Installed | 2023-09-19 | 2023-09-26 | 2023-11-20 | 48450 | 10000 | Mohave Solar | Purchase
UNSEDG-09911 | 86403 | PV (Photovoltaic) | 12.32 | 23292 | Residential | Non-Incentive | 3 - Installed | 2023-09-26 | 2023-09-29 | 2024-04-16 | 34000 | 10000 | Mohave Solar | Purchase
UNSEDG-09811 | 86441 | PV (Photovoltaic) | 4.4 | 8334 | Residential | Non-Incentive | 3 - Installed | 2023-09-14 | 2023-09-25 | 2024-01-25 | 39554 | 11866.2 | SUNUP AMERICA | Purchase
UNSEDG-09812 | 85646 | PV (Photovoltaic) | 13.6 | 25101 | Residential | Non-Incentive | 3 - Installed | 2023-09-14 | 2023-10-11 | 2024-02-23 | 2713.94 | 1356.97 | The Solar Store | Purchase
UNSEDG-09813 | 86409 | PV (Photovoltaic) | 16.72 | 22329 | Residential | Non-Incentive | 3 - Installed | 2023-09-15 | 2023-12-04 | 2024-01-03 | 62000 | 18600 | SUNUP AMERICA | Purchase
UNSEDG-09817 | 86401 | PV (Photovoltaic) | 6.885 | 12735 | Residential | Non-Incentive | 3 - Installed | 2023-09-15 | 2023-09-20 | 2023-11-28 | 19648.48 | 9824.24 | Solarships Installation Services LLC | Purchase
UNSEDG-09818 | 86406 | PV (Photovoltaic) | 10.66 | 20169 | Residential | Non-Incentive | 3 - Installed | 2023-09-15 | 2023-10-03 | 2023-12-01 | 26160 | 4840 | NB Baker Electric AZ LLC dba Streamline Solar | Purchase
UNSEDG-09819 | 86401 | PV (Photovoltaic) | 10.66 | 20787 | Residential | Non-Incentive | 3 - Installed | 2023-09-15 | 2023-10-03 | 2024-01-05 | 25520 | 4200 | NB Baker Electric AZ LLC dba Streamline Solar | Purchase
UNSEDG-09821 | 86406 | PV (Photovoltaic) | 11.48 | 22066 | Residential | Non-Incentive | 3 - Installed | 2023-09-15 | 2023-10-03 | 2023-12-13 | 25330 | 2370 | NB Baker Electric AZ LLC dba Streamline Solar | Purchase
UNSEDG-09827 | 86401 | PV (Photovoltaic) | 7.2 | 14173 | Residential | Non-Incentive | 3 - Installed | 2023-09-18 | 2023-09-25 | 2023-11-17 | 20000 | 2000 | Angle Solar | Purchase
UNSEDG-09855 | 86403 | PV (Photovoltaic) | 6 | 11157 | Residential | Non-Incentive | 3 - Installed | 2023-09-20 | 2023-09-26 | 2023-11-21 | 45804.24 | 2000 | Our World Energy | Lease
UNSEDG-09854 | 86413 | PV (Photovoltaic) | 7.695 | 12971 | Residential | Non-Incentive | 3 - Installed | 2023-09-20 | 2023-09-26 | 2024-01-10 | 48328.2 | 2000 | Our World Energy | Lease
UNSEDG-09823 | 86406 | PV (Photovoltaic) | 12.4 | 22426 | Residential | Non-Incentive | 3 - Installed | 2023-09-18 | 2023-09-25 | 2023-10-23 | 31600 | 6320 | HAVASU SOLAR | Purchase
UNSEDG-09824 | 86404 | PV (Photovoltaic) | 30.4 | 53094 | Residential | Non-Incentive | 3 - Installed | 2023-09-18 | 2023-10-30 | 2023-12-13 | 77400 | 15480 | HAVASU SOLAR | Purchase
UNSEDG-09825 | 86404 | PV (Photovoltaic) | 8.8 | 16277 | Residential | Non-Incentive | 3 - Installed | 2023-09-18 | 2023-09-25 | 2023-11-09 | 22396 | 4479.2 | HAVASU SOLAR | Purchase
UNSEDG-09856 | 85621 | PV (Photovoltaic) | 11.89 | 22400 | Non-Residential | Non-Incentive | 3 - Installed | 2023-09-20 | 2023-12-22 | 2024-09-04 | 439780.5 | 34686 | PurSolar & Electrical | Purchase
UNSEDG-09826 | 86409 | PV (Photovoltaic) | 13.365 | 22469 | Residential | Non-Incentive | 3 - Installed | 2023-09-18 | 2023-09-26 | 2023-11-28 | 33837.41 | 16918.7 | Solarships Installation Services LLC | Purchase
UNSEDG-09828 | 86401 | PV (Photovoltaic) | 6.48 | 11304 | Residential | Non-Incentive | 3 - Installed | 2023-09-18 | 2023-09-26 | 2024-01-04 | 35869.4 | 5000 | On Point Solar Power | Purchase
UNSEDG-09895 | 86403 | PV (Photovoltaic) | 10.56 | 17214 | Residential | Non-Incentive | 3 - Installed | 2023-09-26 | 2023-10-09 | 2024-07-02 | 99440 | 44440 | Radix Solar | Purchase
UNSEDG-09830 | 86409 | PV (Photovoltaic) | 6.8 | 11250 | Residential | Non-Incentive | 3 - Installed | 2023-09-18 | 2023-09-25 | 2023-11-21 | 23612 | 4722.4 | HAVASU SOLAR | Purchase
UNSEDG-09832 | 86404 | PV (Photovoltaic) | 15.84 | 28637 | Residential | Non-Incentive | 3 - Installed | 2023-09-18 | 2023-09-25 | 2024-01-16 | 47280 | 9456 | ESMAY ELECTRIC, INC. | Lease
UNSEDG-09831 | 86406 | PV (Photovoltaic) | 7.2 | 13794 | Residential | Non-Incentive | 3 - Installed | 2023-09-18 | 2023-09-26 | 2023-11-07 | 18333 | 3666.6 | HAVASU SOLAR | Purchase
UNSEDG-09833 | 86406 | PV (Photovoltaic) | 7.2 | 12552 | Residential | Non-Incentive | 3 - Installed | 2023-09-18 | 2023-09-26 | 2023-10-30 | 22460 | 4492 | ESMAY ELECTRIC, INC. | Purchase
UNSEDG-09836 | 86409 | PV (Photovoltaic) | 10 | 17964 | Residential | Non-Incentive | 3 - Installed | 2023-09-18 | 2023-09-26 | 2024-01-19 | 71727.28 | 14345.46 | HAVASU SOLAR | Lease
UNSEDG-09834 | 86406 | PV (Photovoltaic) | 19.44 | 32702 | Residential | Non-Incentive | 3 - Installed | 2023-09-18 | 2023-09-26 | 2023-11-07 | 59376 | 11875.2 | ESMAY ELECTRIC, INC. | Purchase
UNSEDG-09835 | 86403 | PV (Photovoltaic) | 14.52 | 25112 | Residential | Non-Incentive | 3 - Installed | 2023-09-18 | 2023-09-26 | 2024-01-29 | 49453.75 | 9890.75 | ESMAY ELECTRIC, INC. | Lease
UNSEDG-09837 | 86403 | PV (Photovoltaic) | 13.68 | 24362 | Residential | Non-Incentive | 3 - Installed | 2023-09-18 | 2023-09-26 | 2023-12-01 | 51583 | 10316.6 | ESMAY ELECTRIC, INC. | Purchase
UNSEDG-09892 | 86406 | PV (Photovoltaic) | 10.56 | 18891 | Residential | Non-Incentive | 3 - Installed | 2023-09-26 | 2023-10-09 | 2024-10-04 | 64724.88 | 43604.88 | RDX POWER, LLC | Purchase
UNSEDG-10047 | 86404 | PV (Photovoltaic) | 7.92 | 13180 | Residential | Non-Incentive | 3 - Installed | 2023-10-10 | 2023-10-17 | 2024-08-02 | 54803.24 | 38963.24 | RDX POWER, LLC | Purchase
UNSEDG-09849 | 86409 | PV (Photovoltaic) | 15.39 | 28315 | Residential | Non-Incentive | 3 - Installed | 2023-09-19 | 2023-10-09 | 2023-12-07 | 96786 | 5000 | On Point Solar Power | Lease
UNSEDG-09852 | 86401 | PV (Photovoltaic) | 8 | 15435 | Residential | Non-Incentive | 3 - Installed | 2023-09-19 | 2023-10-09 | 2023-11-22 | 31430.23 | 1000 | SunLink Energy | Purchase
UNSEDG-09883 | 86413 | PV (Photovoltaic) | 4.86 | 9376 | Residential | Non-Incentive | 3 - Installed | 2023-09-22 | 2023-09-29 | 2023-11-22 | 35566.92 | 2000 | Our World Energy | Lease
UNSEDG-09857 | 86441 | PV (Photovoltaic) | 13.365 | 22999 | Residential | Non-Incentive | 3 - Installed | 2023-09-20 | 2024-06-27 | 2024-07-15 | 109152.6 | 2000 | Our World Energy | Lease
UNSEDG-10032 | 86406 | PV (Photovoltaic) | 6.8 | 13032 | Residential | Non-Incentive | 3 - Installed | 2023-10-04 | 2023-10-04 | 2024-05-06 | 41328 | 2500 | 1 SOLAR | Purchase
UNSEDG-09858 | 86404 | PV (Photovoltaic) | 14 | 26003 | Residential | Non-Incentive | 3 - Installed | 2023-09-20 | 2023-09-27 | 2023-11-08 | 40680 | 8136 | HAVASU SOLAR | Purchase
UNSEDG-09867 | 86409 |  | 13.2 | 24118 | Residential | Non-Incentive | 3 - Installed | 2023-09-21 | 2023-09-21 | 2024-02-15 | 50532 | 15159.6 | SUNUP AMERICA | Purchase
UNSEDG-09860 | 86406 | PV (Photovoltaic) | 16 | 28678 | Residential | Non-Incentive | 3 - Installed | 2023-09-20 | 2023-09-27 | 2023-11-10 | 46667 | 9333.4 | HAVASU SOLAR | Purchase
UNSEDG-09861 | 86406 | PV (Photovoltaic) | 16.4 | 27288 | Residential | Non-Incentive | 3 - Installed | 2023-09-20 | 2023-09-27 | 2023-11-07 | 44405 | 8881 | HAVASU SOLAR | Purchase
UNSEDG-09862 | 86406 | PV (Photovoltaic) | 18.4 | 33369 | Residential | Non-Incentive | 3 - Installed | 2023-09-20 | 2023-09-27 | 2023-10-26 | 55538 | 11107.6 | HAVASU SOLAR | Purchase
UNSEDG-09863 | 86404 | PV (Photovoltaic) | 11.6 | 21450 | Residential | Non-Incentive | 3 - Installed | 2023-09-20 | 2023-09-27 | 2023-11-09 | 34023 | 6804.6 | HAVASU SOLAR | Purchase
UNSEDG-09864 | 86406 | PV (Photovoltaic) | 14 | 25720 | Residential | Non-Incentive | 3 - Installed | 2023-09-20 | 2023-09-27 | 2023-11-13 | 67125 | 13425 | HAVASU SOLAR | Lease
UNSEDG-09866 | 86406 | PV (Photovoltaic) | 9.2 | 14811 | Residential | Non-Incentive | 3 - Installed | 2023-09-20 | 2023-09-28 | 2023-11-27 | 45255 | 9051 | HAVASU SOLAR | Lease
UNSEDG-09868 | 86413 | PV (Photovoltaic) | 12.15 | 20826 | Residential | Non-Incentive | 3 - Installed | 2023-09-21 | 2023-09-28 | 2023-12-27 | 79781.52 | 2000 | Our World Energy | Lease
UNSEDG-09917 | 86406 | PV (Photovoltaic) | 11.78 | 22266 | Residential | Non-Incentive | 3 - Installed | 2023-09-26 | 2023-09-29 | 2024-01-22 | 30628 | 10000 | Mohave Solar | Purchase
UNSEDG-09916 | 86404 | PV (Photovoltaic) | 15.2 | 28730 | Residential | Non-Incentive | 3 - Installed | 2023-09-26 | 2023-09-29 | 2023-12-18 | 39000 | 10000 | Mohave Solar | Purchase
UNSEDG-09869 | 86406 | PV (Photovoltaic) | 8.1 | 13594 | Residential | Non-Incentive | 3 - Installed | 2023-09-21 | 2023-09-28 | 2023-11-28 | 31282.2 | 2000 | Our World Energy | Purchase
UNSEDG-09972 | 86409 | PV (Photovoltaic) | 6.4 | 12047 | Residential | Non-Incentive | 3 - Installed | 2023-09-29 | 2023-10-09 | 2023-11-09 | 12200 | 3660 | Tri State Solar & Wind Corp. | Purchase
UNSEDG-09877 | 86409 | PV (Photovoltaic) | 8.4 | 15503 | Residential | Non-Incentive | 3 - Installed | 2023-09-22 | 2023-10-09 | 2023-11-28 | 33870.79 | 10161.24 | Universal Solar Direct | Purchase
UNSEDG-09871 | 86404 | PV (Photovoltaic) | 14 | 26199 | Residential | Non-Incentive | 3 - Installed | 2023-09-22 | 2023-09-29 | 2023-12-05 | 70125 | 14025 | HAVASU SOLAR | Lease
UNSEDG-09872 | 86406 | PV (Photovoltaic) | 13.2 | 23319 | Residential | Non-Incentive | 3 - Installed | 2023-09-22 | 2023-09-29 | 2023-11-09 | 33600 | 6720 | HAVASU SOLAR | Purchase
UNSEDG-09873 | 86403 | PV (Photovoltaic) | 8 | 13686 | Residential | Non-Incentive | 3 - Installed | 2023-09-22 | 2023-10-09 | 2023-11-13 | 21881 | 4376.2 | HAVASU SOLAR | Purchase
UNSEDG-09874 | 86401 | PV (Photovoltaic) | 6.8 | 13119 | Residential | Non-Incentive | 3 - Installed | 2023-09-22 | 2023-09-29 | 2023-11-15 | 34425 | 6885 | HAVASU SOLAR | Lease
UNSEDG-09875 | 86403 | PV (Photovoltaic) | 22.44 | 37325 | Residential | Non-Incentive | 3 - Installed | 2023-09-22 | 2023-09-29 | 2024-02-05 | 77819.75 | 15563.95 | ESMAY ELECTRIC, INC. | Lease
UNSEDG-09876 | 86404 | PV (Photovoltaic) | 19.575 | 30525 | Residential | Non-Incentive | 3 - Installed | 2023-09-22 | 2023-10-04 | 2024-02-01 | 61961.25 | 12392.25 | ESMAY ELECTRIC, INC. | Lease
UNSEDG-09879 | 86406 | PV (Photovoltaic) | 16.4 | 29869 | Residential | Non-Incentive | 3 - Installed | 2023-09-22 | 2023-09-29 | 2023-11-28 | 44238 | 8847.6 | HAVASU SOLAR | Purchase
UNSEDG-09878 | 86404 | PV (Photovoltaic) | 17.28 | 27977 | Residential | Non-Incentive | 3 - Installed | 2023-09-22 | 2023-09-29 | 2023-11-07 | 51276 | 10255.2 | ESMAY ELECTRIC, INC. | Purchase
UNSEDG-09880 | 86406 | PV (Photovoltaic) | 8 | 15340 | Residential | Non-Incentive | 3 - Installed | 2023-09-22 | 2023-09-29 | 2023-11-03 | 20600 | 4120 | HAVASU SOLAR | Purchase
UNSEDG-09882 | 86429 | PV (Photovoltaic) | 9.315 | 17043 | Residential | Non-Incentive | 3 - Installed | 2023-09-22 | 2023-09-29 | 2023-11-13 | 63495.12 | 2000 | Our World Energy | Lease
UNSEDG-09884 | 86409 | PV (Photovoltaic) | 6.885 | 12966 | Residential | Non-Incentive | 3 - Installed | 2023-09-25 | 2023-09-29 | 2023-12-04 | 50039.28 | 2000 | Our World Energy | Lease
UNSEDG-09885 | 86413 | PV (Photovoltaic) | 7.29 | 12894 | Residential | Non-Incentive | 3 - Installed | 2023-09-25 | 2023-09-29 | 2023-12-18 | 46735.8 | 2000 | Our World Energy | Lease
UNSEDG-09887 | 86429 | PV (Photovoltaic) | 12.75 | 21904 | Residential | Non-Incentive | 3 - Installed | 2023-09-25 | 2023-09-29 | 2024-01-10 | 78012.6 | 2000 | Our World Energy | Lease
UNSEDG-09890 | 86406 | PV (Photovoltaic) | 18.025 | 31603 | Residential | Non-Incentive | 3 - Installed | 2023-09-26 | 2023-10-09 | 2024-01-05 | 21652.4 | 2500 | Freedom Forever | Lease
UNSEDG-09937 | 86401 | PV (Photovoltaic) | 7.65 | 14371 | Residential | Non-Incentive | 3 - Installed | 2023-09-27 | 2023-10-03 | 2024-03-12 | 32912.5 | 2000 | Our World Energy | Purchase
UNSEDG-09889 | 86413 | PV (Photovoltaic) | 9.72 | 16164 | Residential | Non-Incentive | 3 - Installed | 2023-09-26 | 2023-09-29 | 2023-11-21 | 63321.6 | 2000 | Our World Energy | Lease
UNSEDG-10010 | 86401 | PV (Photovoltaic) | 7.29 | 12233 | Residential | Non-Incentive | 3 - Installed | 2023-10-03 | 2023-10-09 | 2023-12-18 | 45675 | 2000 | Our World Energy | Lease
UNSEDG-09891 | 86440 | PV (Photovoltaic) | 9.315 | 15030 | Residential | Non-Incentive | 3 - Installed | 2023-09-26 | 2023-09-29 | 2023-12-13 | 51936 | 2000 | Our World Energy | Lease
UNSEDG-09894 | 85621 | PV (Photovoltaic) | 5.67 | 10030 | Residential | Non-Incentive | 3 - Installed | 2023-09-26 | 2023-09-29 | 2024-08-08 | 37757.57 | 26417.57 | RDX POWER, LLC | Purchase
UNSEDG-09897 | 86406 | PV (Photovoltaic) | 16.72 | 28845 | Residential | Non-Incentive | 3 - Installed | 2023-09-26 | 2023-09-29 | 2024-02-05 | 55675.5 | 11135.1 | ESMAY ELECTRIC, INC. | Lease
UNSEDG-10025 | 86413 | PV (Photovoltaic) | 14.985 | 25326 | Residential | Non-Incentive | 3 - Installed | 2023-10-04 | 2023-10-10 | 2023-12-13 | 77073.96 | 2000 | Our World Energy | Lease
UNSEDG-09898 | 86409 | PV (Photovoltaic) | 10 | 18112 | Residential | Non-Incentive | 3 - Installed | 2023-09-26 | 2023-09-29 | 2023-11-28 | 29299 | 5859.8 | HAVASU SOLAR | Purchase
UNSEDG-09900 | 86401 | PV (Photovoltaic) | 6 | 11482 | Residential | Non-Incentive | 3 - Installed | 2023-09-26 | 2023-09-29 | 2023-11-10 | 20271 | 4054.2 | HAVASU SOLAR | Purchase
UNSEDG-09903 | 86406 | PV (Photovoltaic) | 7.2 | 13531 | Residential | Non-Incentive | 3 - Installed | 2023-09-26 |  | 2023-12-21 | 17500 | 3500 | HAVASU SOLAR | Purchase
UNSEDG-09904 | 86403 | PV (Photovoltaic) | 8.8 | 16181 | Residential | Non-Incentive | 3 - Installed | 2023-09-26 | 2023-09-29 | 2023-12-01 | 49245 | 9849 | HAVASU SOLAR | Lease
UNSEDG-09906 | 86403 | PV (Photovoltaic) | 10.4 | 19613 | Residential | Non-Incentive | 3 - Installed | 2023-09-26 | 2023-09-29 | 2023-12-14 | 33656 | 6731.2 | HAVASU SOLAR | Purchase
UNSEDG-09912 | 86403 | PV (Photovoltaic) | 12.8 | 23163 | Residential | Non-Incentive | 3 - Installed | 2023-09-26 | 2023-09-29 | 2024-01-05 | 40009 | 8001.8 | HAVASU SOLAR | Purchase
UNSEDG-09918 | 86406 | PV (Photovoltaic) | 13.68 | 25857 | Residential | Non-Incentive | 3 - Installed | 2023-09-26 | 2023-09-29 | 2023-12-15 | 35568 | 7568 | Mohave Solar | Purchase
UNSEDG-09920 | 86404 | PV (Photovoltaic) | 9.12 | 17238 | Residential | Non-Incentive | 3 - Installed | 2023-09-27 | 2023-09-29 | 2024-01-15 | 25000 | 6250 | Mohave Solar | Purchase
UNSEDG-09946 | 86406 | PV (Photovoltaic) | 11.4 | 21547 | Residential | Non-Incentive | 3 - Installed | 2023-09-28 | 2023-09-29 | 2024-01-05 | 31500 | 10000 | Mohave Solar | Purchase
UNSEDG-09944 | 86409 | PV (Photovoltaic) | 6.84 | 13258 | Residential | Non-Incentive | 3 - Installed | 2023-09-28 | 2023-09-29 | 2024-02-26 | 19900 | 10000 | Mohave Solar | Purchase
UNSEDG-09921 | 86413 | PV (Photovoltaic) | 10.935 | 20488 | Residential | Non-Incentive | 3 - Installed | 2023-09-27 | 2023-09-29 | 2024-02-14 | 66540.72 | 2000 | Our World Energy | Lease
UNSEDG-09922 | 86406 | PV (Photovoltaic) | 18.72 | 33280 | Residential | Non-Incentive | 3 - Installed | 2023-09-27 | 2023-09-29 | 2023-12-11 | 58524 | 11704.8 | ESMAY ELECTRIC, INC. | Purchase
UNSEDG-09923 | 86406 | PV (Photovoltaic) | 19.44 | 32699 | Residential | Non-Incentive | 3 - Installed | 2023-09-27 | 2023-10-04 | 2023-12-05 | 57648 | 11529.6 | ESMAY ELECTRIC, INC. | Purchase
UNSEDG-09924 | 86406 | PV (Photovoltaic) | 13.2 | 23042 | Residential | Non-Incentive | 3 - Installed | 2023-09-27 | 2023-10-09 | 2024-01-24 | 42712.5 | 8542.5 | ESMAY ELECTRIC, INC. | Purchase
UNSEDG-09949 | 85646 | PV (Photovoltaic) | 15.6 | 28070 | Residential | Non-Incentive | 3 - Installed | 2023-09-28 | 2023-10-09 | 2024-01-04 | 33782.77 | 10134.87 | SOLAR GAIN INC | Purchase
UNSEDG-09925 | 86404 | PV (Photovoltaic) | 10.8 | 19287 | Residential | Non-Incentive | 3 - Installed | 2023-09-27 | 2023-09-29 | 2023-11-20 | 32160 | 6432 | ESMAY ELECTRIC, INC. | Purchase
UNSEDG-09927 | 86404 | PV (Photovoltaic) | 9.36 | 15550 | Residential | Non-Incentive | 3 - Installed | 2023-09-27 | 2023-09-29 | 2024-10-03 | 58312 | 11662.4 | ESMAY ELECTRIC, INC. | Purchase
UNSEDG-09928 | 86403 | PV (Photovoltaic) | 17.16 | 27811 | Residential | Non-Incentive | 3 - Installed | 2023-09-27 | 2023-09-29 | 2024-02-27 | 58436.25 | 11687.25 | ESMAY ELECTRIC, INC. | Lease
UNSEDG-09929 | 86409 | PV (Photovoltaic) | 4.05 | 6623 | Residential | Non-Incentive | 3 - Installed | 2023-09-27 | 2023-10-03 | 2023-11-20 | 13940 | 2000 | Our World Energy | Purchase
UNSEDG-09938 | 86406 | PV (Photovoltaic) | 13.2 | 24173 | Residential | Non-Incentive | 3 - Installed | 2023-09-27 | 2023-09-29 | 2024-01-02 | 37875 | 5000 | DYNAMIC SOLAR AND ELECTRICAL LLC | Purchase
UNSEDG-09930 | 86406 | PV (Photovoltaic) | 11.2 | 21193 | Residential | Non-Incentive | 3 - Installed | 2023-09-27 | 2023-10-03 | 2023-11-10 | 55998 | 11199.6 | Havasu Solar | Lease
UNSEDG-09932 | 86413 | PV (Photovoltaic) | 9.72 | 18907 | Residential | Non-Incentive | 3 - Installed | 2023-09-27 | 2023-09-29 | 2023-11-22 | 36025 | 2000 | Our World Energy | Purchase
UNSEDG-09933 | 86413 | PV (Photovoltaic) | 9.72 | 16032 | Residential | Non-Incentive | 3 - Installed | 2023-09-27 | 2023-09-29 | 2023-12-06 | 60199.92 | 2000 | Our World Energy | Lease
UNSEDG-09931 | 86403 | PV (Photovoltaic) | 14 | 25569 | Residential | Non-Incentive | 3 - Installed | 2023-09-27 | 2023-10-03 | 2023-11-10 | 66618 | 13323.6 | Havasu Solar | Lease
UNSEDG-09934 | 86406 | PV (Photovoltaic) | 10.8 | 19531 | Residential | Non-Incentive | 3 - Installed | 2023-09-27 | 2023-09-29 | 2023-12-04 | 52026 | 10405.2 | Havasu Solar | Lease
UNSEDG-09935 | 86404 | PV (Photovoltaic) | 17.6 | 28416 | Residential | Non-Incentive | 3 - Installed | 2023-09-27 | 2023-10-03 | 2024-01-05 | 83460 | 16692 | Havasu Solar | Lease
UNSEDG-09936 | 86406 | PV (Photovoltaic) | 8.8 | 15396 | Residential | Non-Incentive | 3 - Installed | 2023-09-27 | 2023-09-29 | 2023-12-21 | 48789 | 9757.8 | Havasu Solar | Lease
UNSEDG-09939 | 86413 | PV (Photovoltaic) | 13.365 | 22546 | Residential | Non-Incentive | 3 - Installed | 2023-09-28 | 2023-10-03 | 2024-01-10 | 82257 | 2000 | Our World Energy | Lease
UNSEDG-09940 | 86440 | PV (Photovoltaic) | 8.91 | 16650 | Residential | Non-Incentive | 3 - Installed | 2023-09-28 | 2023-10-03 | 2024-01-03 | 56677.68 | 2000 | Our World Energy | Lease
UNSEDG-09941 | 86409 | PV (Photovoltaic) | 14.04 | 23732 | Residential | Non-Incentive | 3 - Installed | 2023-09-28 | 2023-10-09 | 2023-12-22 | 61258 | 12251.6 | ESMAY ELECTRIC, INC. | Purchase
UNSEDG-09942 | 86401 | PV (Photovoltaic) | 7.6 | 12632 | Residential | Non-Incentive | 3 - Installed | 2023-09-28 | 2023-09-29 | 2023-11-21 | 24713 | 4942.6 | HAVASU SOLAR | Purchase
UNSEDG-09943 | 86403 | PV (Photovoltaic) | 6.8 | 12270 | Residential | Non-Incentive | 3 - Installed | 2023-09-28 | 2023-09-29 | 2024-01-04 | 23120 | 4624 | ESMAY ELECTRIC, INC. | Purchase
UNSEDG-09945 | 86406 | PV (Photovoltaic) | 19.44 | 28983 | Residential | Non-Incentive | 3 - Installed | 2023-09-28 | 2023-10-03 | 2023-11-28 | 55704 | 11140.8 | ESMAY ELECTRIC, INC. | Purchase
UNSEDG-09948 | 86401 | PV (Photovoltaic) | 7.6 | 14590 | Residential | Non-Incentive | 3 - Installed | 2023-09-28 | 2023-09-29 | 2023-11-22 | 22069 | 4413.8 | HAVASU SOLAR | Purchase
UNSEDG-09947 | 86403 | PV (Photovoltaic) | 12.24 | 21731 | Residential | Non-Incentive | 3 - Installed | 2023-09-28 | 2023-09-29 | 2023-12-14 | 37020 | 7404 | ESMAY ELECTRIC, INC. | Purchase
UNSEDG-09950 | 86404 | PV (Photovoltaic) | 15.99 | 26641 | Residential | Non-Incentive | 3 - Installed | 2023-09-28 | 2023-10-03 | 2023-12-11 | 34557 | 2577 | NB Baker Electric AZ LLC dba Streamline Solar | Purchase
UNSEDG-09951 | 86403 | PV (Photovoltaic) | 12.3 | 21100 | Residential | Non-Incentive | 3 - Installed | 2023-09-28 | 2023-10-11 | 2023-12-15 | 28494 | 3894 | NB Baker Electric AZ LLC dba Streamline Solar | Purchase
UNSEDG-09952 | 86401 | PV (Photovoltaic) | 7.6 | 12776 | Residential | Non-Incentive | 3 - Installed | 2023-09-28 | 2023-10-04 | 2023-12-04 | 19000 | 3800 | HAVASU SOLAR | Purchase
UNSEDG-09953 | 86406 | PV (Photovoltaic) | 16.8 | 29643 | Residential | Non-Incentive | 3 - Installed | 2023-09-28 | 2023-10-10 | 2024-02-09 | 38738 | 5138 | NB Baker Electric AZ LLC dba Streamline Solar | Lease
UNSEDG-09954 | 86404 | PV (Photovoltaic) | 30.75 | 55063 | Residential | Non-Incentive | 3 - Installed | 2023-09-28 | 2023-09-09 | 2024-06-21 | 59540 | 14440 | NB Baker Electric AZ LLC dba Streamline Solar | Purchase
UNSEDG-09957 | 86401 | PV (Photovoltaic) | 14.4 | 26656 | Residential | Non-Incentive | 3 - Installed | 2023-09-28 | 2023-10-04 | 2023-12-15 | 40500 | 8100 | HAVASU SOLAR | Purchase
UNSEDG-09956 | 86406 | PV (Photovoltaic) | 21.2 | 32068 | Residential | Non-Incentive | 3 - Installed | 2023-09-28 | 2023-10-09 | 2024-08-26 | 63919 | 12783.8 | ESMAY ELECTRIC, INC. | Purchase
UNSEDG-09958 | 86401 | PV (Photovoltaic) | 10.4 | 17289 | Residential | Non-Incentive | 3 - Installed | 2023-09-28 | 2023-09-29 | 2024-02-05 | 33800 | 13000 | NB Baker Electric AZ LLC dba Streamline Solar | Lease
UNSEDG-09959 | 86404 | PV (Photovoltaic) | 11.89 | 18804 | Residential | Non-Incentive | 3 - Installed | 2023-09-28 | 2023-09-29 | 2024-02-27 | 33440 | 9660 | NB Baker Electric AZ LLC dba Streamline Solar | Purchase
UNSEDG-09960 | 86406 | PV (Photovoltaic) | 18.04 | 30110 | Residential | Non-Incentive | 3 - Installed | 2023-09-28 | 2023-09-29 | 2024-01-03 | 50530 | 13630 | NB Baker Electric AZ LLC dba Streamline Solar | Purchase
UNSEDG-09963 | 86406 | PV (Photovoltaic) | 9.72 | 16361 | Residential | Non-Incentive | 3 - Installed | 2023-09-28 | 2023-10-04 | 2023-12-01 | 29624 | 5924.8 | ESMAY ELECTRIC, INC. | Purchase
UNSEDG-09961 | 86404 | PV (Photovoltaic) | 7.38 | 14064 | Residential | Non-Incentive | 3 - Installed | 2023-09-28 | 2023-10-09 | 2024-01-19 | 18650 | 3890 | NB Baker Electric AZ LLC dba Streamline Solar | Purchase
UNSEDG-09962 | 86404 | PV (Photovoltaic) | 9.84 | 17878 | Residential | Non-Incentive | 3 - Installed | 2023-09-28 | 2023-10-04 | 2024-01-25 | 25990 | 6310 | NB Baker Electric AZ LLC dba Streamline Solar | Purchase
UNSEDG-09964 | 86406 | PV (Photovoltaic) | 17.64 | 30412 | Residential | Non-Incentive | 3 - Installed | 2023-09-28 | 2023-10-04 | 2023-12-14 | 52038 | 10407.6 | ESMAY ELECTRIC, INC. | Purchase
UNSEDG-10009 | 86404 | PV (Photovoltaic) | 16.2 | 29673 | Residential | Non-Incentive | 3 - Installed | 2023-10-03 | 2023-11-27 | 2024-04-04 | 0 | 0 | TML International LLC DBA InfinitySolar | Purchase
UNSEDG-09966 | 86404 | PV (Photovoltaic) | 9.72 | 17327 | Residential | Non-Incentive | 3 - Installed | 2023-09-28 | 2023-10-04 | 2023-12-11 | 28974 | 5794.8 | ESMAY ELECTRIC, INC. | Purchase
UNSEDG-09968 | 86409 | PV (Photovoltaic) | 6.48 | 10686 | Residential | Non-Incentive | 3 - Installed | 2023-09-28 | 2023-12-12 | 2024-04-02 | 16848 | 8424 | Capital Energy | Purchase
UNSEDG-09973 | 86404 | PV (Photovoltaic) | 14.875 | 25991 | Residential | Non-Incentive | 3 - Installed | 2023-09-29 | 2023-10-09 | 2024-02-02 | 54318.75 | 10863.75 | ESMAY ELECTRIC, INC. | Lease
UNSEDG-09969 | 86413 | PV (Photovoltaic) | 8.91 | 15039 | Residential | Non-Incentive | 3 - Installed | 2023-09-29 | 2023-10-09 | 2024-06-05 | 51617.88 | 2000 | Our World Energy | Lease
UNSEDG-09970 | 86426 | PV (Photovoltaic) | 6.48 | 11930 | Residential | Non-Incentive | 3 - Installed | 2023-09-29 | 2023-10-09 | 2024-01-10 | 41011.32 | 2000 | Our World Energy | Lease
UNSEDG-09971 | 86401 | PV (Photovoltaic) | 10.8 | 19768 | Residential | Non-Incentive | 3 - Installed | 2023-09-29 | 2023-10-09 | 2024-01-24 | 34155 | 6831 | HAVASU SOLAR | Purchase
UNSEDG-09974 | 86404 | PV (Photovoltaic) | 11.2 | 20560 | Residential | Non-Incentive | 3 - Installed | 2023-09-29 | 2023-10-09 | 2023-12-18 | 32874 | 6574.8 | HAVASU SOLAR | Purchase
UNSEDG-09975 | 86406 | PV (Photovoltaic) | 13.2 | 22914 | Residential | Non-Incentive | 3 - Installed | 2023-09-29 | 2023-10-09 | 2023-12-20 | 70659 | 14131.8 | HAVASU SOLAR | Lease
UNSEDG-09976 | 86406 | PV (Photovoltaic) | 19.8 | 33993 | Residential | Non-Incentive | 3 - Installed | 2023-09-29 | 2023-10-09 | 2024-04-09 | 68718.75 | 12783.75 | ESMAY ELECTRIC, INC. | Lease
UNSEDG-09978 | 86404 | PV (Photovoltaic) | 16.53 | 29074 | Residential | Non-Incentive | 3 - Installed | 2023-09-29 | 2023-10-09 | 2024-02-14 | 53722.5 | 10744.5 | ESMAY ELECTRIC, INC. | Lease
UNSEDG-09979 | 86403 | PV (Photovoltaic) | 9.68 | 16870 | Residential | Non-Incentive | 3 - Installed | 2023-09-29 | 2023-10-09 | 2024-03-01 | 31402.5 | 6280.5 | ESMAY ELECTRIC, INC. | Lease
UNSEDG-09980 | 86406 | PV (Photovoltaic) | 16.4 | 31063 | Residential | Non-Incentive | 3 - Installed | 2023-09-29 | 2023-10-10 | 2024-02-22 | 39934 | 7134 | NB Baker Electric AZ LLC dba Streamline Solar | Purchase
UNSEDG-09983 | 86406 | PV (Photovoltaic) | 29.16 | 52451 | Residential | Non-Incentive | 3 - Installed | 2023-09-29 | 2023-10-09 | 2024-04-26 | 91564.8 | 18312.96 | ESMAY ELECTRIC, INC. | Purchase
UNSEDG-09984 | 86404 | PV (Photovoltaic) | 13.2 | 24510 | Residential | Non-Incentive | 3 - Installed | 2023-09-29 | 2023-10-10 | 2023-12-04 | 35593 | 7118.6 | HAVASU SOLAR | Purchase
UNSEDG-09985 | 86413 | PV (Photovoltaic) | 8.91 | 16432 | Residential | Non-Incentive | 3 - Installed | 2023-09-29 | 2023-10-09 | 2023-12-27 | 71715.48 | 2000 | Our World Energy | Lease
UNSEDG-09986 | 86413 | PV (Photovoltaic) | 12.96 | 23998 | Residential | Non-Incentive | 3 - Installed | 2023-09-29 | 2023-10-09 | 2024-01-24 | 74729.16 | 2000 | Our World Energy | Lease
UNSEDG-09988 | 86413 | PV (Photovoltaic) | 9.2 | 17720 | Residential | Non-Incentive | 3 - Installed | 2023-09-29 | 2023-10-10 | 2023-11-01 | 23000 | 4600 | HAVASU SOLAR | Purchase
UNSEDG-10003 | 86413 | PV (Photovoltaic) | 8.1 | 14938 | Residential | Non-Incentive | 3 - Installed | 2023-10-02 | 2023-10-10 | 2024-06-26 | 64244.88 | 2000 | Our World Energy | Lease
UNSEDG-09991 | 86409 | PV (Photovoltaic) | 10.125 | 16412 | Residential | Non-Incentive | 3 - Installed | 2023-09-29 | 2023-10-09 | 2023-11-28 | 49816 | 2000 | OUR WORLD ENERGY | Purchase
UNSEDG-09992 | 86413 | PV (Photovoltaic) | 11.745 | 21159 | Residential | Non-Incentive | 3 - Installed | 2023-09-30 | 2023-10-09 | 2024-01-24 | 55323.32 | 2000 | OUR WORLD ENERGY | Purchase
UNSEDG-09994 | 86401 | PV (Photovoltaic) | 5.265 | 10108 | Residential | Non-Incentive | 3 - Installed | 2023-09-30 | 2023-10-09 | 2023-11-14 | 33300 | 2000 | Our World Energy | Lease
UNSEDG-09993 | 86413 | PV (Photovoltaic) | 10.125 | 17005 | Residential | Non-Incentive | 3 - Installed | 2023-09-30 | 2023-10-25 | 2024-01-10 | 31893.75 | 2000 | Our World Energy | Purchase
UNSEDG-09995 | 86413 | PV (Photovoltaic) | 9.72 | 17421 | Residential | Non-Incentive | 3 - Installed | 2023-09-30 | 2023-10-11 | 2024-03-27 | 67723.68 | 2000 | Our World Energy | Lease
UNSEDG-09996 | 86406 | PV (Photovoltaic) | 6.6 | 11922 | Residential | Non-Incentive | 3 - Installed | 2023-09-30 | 2023-10-16 | 2024-02-16 | 24858.75 | 4971.75 | ESMAY ELECTRIC, INC. | Lease
UNSEDG-09997 | 86406 | PV (Photovoltaic) | 13.2 | 23047 | Residential | Non-Incentive | 3 - Installed | 2023-09-30 | 2023-10-16 | 2024-02-22 | 44301 | 8860.2 | ESMAY ELECTRIC, INC. | Lease
UNSEDG-09998 | 86406 | PV (Photovoltaic) | 8.8 | 15827 | Residential | Non-Incentive | 3 - Installed | 2023-09-30 | 2023-10-16 | 2024-02-16 | 32145 | 6429 | ESMAY ELECTRIC, INC. | Lease
UNSEDG-09999 | 86413 | PV (Photovoltaic) | 12.15 | 21468 | Residential | Non-Incentive | 3 - Installed | 2023-09-30 | 2023-10-10 | 2023-12-13 | 72528 | 2000 | Our World Energy | Lease
UNSEDG-10000 | 86413 | PV (Photovoltaic) | 3.645 | 6165 | Residential | Non-Incentive | 3 - Installed | 2023-10-02 | 2023-10-09 | 2023-12-18 | 28427.52 | 2000 | Our World Energy | Lease
UNSEDG-10001 | 86413 | PV (Photovoltaic) | 13.77 | 23771 | Residential | Non-Incentive | 3 - Installed | 2023-10-02 | 2023-10-09 | 2023-12-20 | 100533.12 | 2000 | Our World Energy | Lease
UNSEDG-10004 | 86413 | PV (Photovoltaic) | 17.82 | 30189 | Residential | Non-Incentive | 3 - Installed | 2023-10-02 | 2023-10-09 | 2024-03-20 | 101243.52 | 2000 | Our World Energy | Lease
UNSEDG-10005 | 86403 | PV (Photovoltaic) | 11.6 | 19749 | Residential | Non-Incentive | 3 - Installed | 2023-10-02 | 2023-10-09 | 2023-11-10 | 50818.72 | 1000 | SunLink Energy | Purchase
UNSEDG-10006 | 86413 | PV (Photovoltaic) | 13.365 | 22604 | Residential | Non-Incentive | 3 - Installed | 2023-10-03 | 2023-10-09 | 2024-02-14 | 80296.08 | 2000 | Our World Energy | Lease
UNSEDG-10008 | 86413 | PV (Photovoltaic) | 10.125 | 16976 | Residential | Non-Incentive | 3 - Installed | 2023-10-03 | 2023-10-09 | 2023-12-06 | 29868.75 | 2000 | Our World Energy | Purchase
UNSEDG-10011 | 86413 | PV (Photovoltaic) | 15.39 | 26237 | Residential | Non-Incentive | 3 - Installed | 2023-10-03 | 2023-12-04 | 2024-02-14 | 125118 | 2000 | Our World Energy | Purchase
UNSEDG-10012 | 86403 | PV (Photovoltaic) | 4.4 | 7631 | Residential | Non-Incentive | 3 - Installed | 2023-10-03 | 2024-01-25 | 2024-04-18 | 49642.08 | 0 | Valley Contracting Services LLC | Purchase
UNSEDG-10013 | 86403 | PV (Photovoltaic) | 7.2 | 13127 | Residential | Non-Incentive | 3 - Installed | 2023-10-03 | 2023-10-09 | 2023-11-16 | 44652.84 | 8930.57 | HAVASU SOLAR | Lease
UNSEDG-10014 | 86413 | PV (Photovoltaic) | 12.96 | 22860 | Residential | Non-Incentive | 3 - Installed | 2023-10-03 | 2023-11-06 | 2024-02-07 | 88602.72 | 2000 | Our World Energy | Lease
UNSEDG-10015 | 86406 | PV (Photovoltaic) | 8 | 14222 | Residential | Non-Incentive | 3 - Installed | 2023-10-03 | 2023-10-09 | 2023-11-13 | 39513 | 7902.6 | HAVASU SOLAR | Lease
UNSEDG-10016 | 86406 | PV (Photovoltaic) | 11.2 | 19496 | Residential | Non-Incentive | 3 - Installed | 2023-10-03 | 2023-10-09 | 2023-11-27 | 53349 | 10669.8 | HAVASU SOLAR | Lease
UNSEDG-10017 | 86404 | PV (Photovoltaic) | 10.8 | 18770 | Residential | Non-Incentive | 3 - Installed | 2023-10-03 | 2023-10-09 | 2023-11-22 | 23244 | 4648.8 | HAVASU SOLAR | Purchase
UNSEDG-10018 | 86406 | PV (Photovoltaic) | 11.6 | 20976 | Residential | Non-Incentive | 3 - Installed | 2023-10-03 | 2023-10-09 | 2023-11-15 | 34541 | 6908.2 | HAVASU SOLAR | Purchase
UNSEDG-10019 | 86404 | PV (Photovoltaic) | 11.6 | 22226 | Residential | Non-Incentive | 3 - Installed | 2023-10-03 | 2023-10-09 | 2023-11-13 | 34334 | 6866.8 | HAVASU SOLAR | Purchase
UNSEDG-10020 | 85648 | PV (Photovoltaic) | 12.15 | 21084 | Residential | Non-Incentive | 3 - Installed | 2023-10-03 | 2023-10-17 | 2024-02-02 | 46278.37 | 2000 | Our World Energy | Purchase
UNSEDG-10021 | 86426 | PV (Photovoltaic) | 10.53 | 17932 | Residential | Non-Incentive | 3 - Installed | 2023-10-03 | 2023-10-10 | 2024-02-07 | 55672.68 | 2000 | Our World Energy | Lease
UNSEDG-10022 | 86440 | PV (Photovoltaic) | 10.935 | 20434 | Residential | Non-Incentive | 3 - Installed | 2023-10-04 | 2023-10-10 | 2024-01-17 | 47692.15 | 2000 | Our World Energy | Purchase
UNSEDG-10023 | 86413 | PV (Photovoltaic) | 16.605 | 27792 | Residential | Non-Incentive | 3 - Installed | 2023-10-04 | 2023-10-16 | 2024-02-21 | 99231 | 2000 | Our World Energy | Lease
UNSEDG-10024 | 86413 | PV (Photovoltaic) | 13.365 | 22517 | Residential | Non-Incentive | 3 - Installed | 2023-10-04 | 2023-10-16 | 2024-03-06 | 70850.76 | 2000 | Our World Energy | Lease
UNSEDG-10036 | 86438 | PV (Photovoltaic) | 12.67 | 19863 | Residential | Non-Incentive | 3 - Installed | 2023-10-05 | 2023-10-19 | 2023-12-13 | 16000 | 0 | self-install | Purchase
UNSEDG-10026 | 86404 | PV (Photovoltaic) | 15.2 | 27946 | Residential | Non-Incentive | 3 - Installed | 2023-10-04 | 2023-10-10 | 2024-02-19 | 63500 | 19050 | SUNUP AMERICA | Purchase
UNSEDG-10027 | 86413 | PV (Photovoltaic) | 10.935 | 18537 | Residential | Non-Incentive | 3 - Installed | 2023-10-04 | 2023-10-10 | 2024-03-13 | 71701.8 | 2000 | Our World Energy | Lease
UNSEDG-10029 | 86413 | PV (Photovoltaic) | 12.15 | 20071 | Residential | Non-Incentive | 3 - Installed | 2023-10-04 | 2023-10-16 | 2024-03-12 | 74778.84 | 2000 | Our World Energy | Lease
UNSEDG-10028 | 86404 | PV (Photovoltaic) | 12.96 | 21544 | Residential | Non-Incentive | 3 - Installed | 2023-10-04 | 2023-10-10 | 2024-05-21 | 72300 | 2000 | Our World Energy | Lease
UNSEDG-10030 | 86440 | PV (Photovoltaic) | 11.34 | 20836 | Residential | Non-Incentive | 3 - Installed | 2023-10-04 | 2023-10-10 | 2024-01-17 | 66111 | 2000 | Our World Energy | Lease
UNSEDG-10031 | 86413 | PV (Photovoltaic) | 9.315 | 15662 | Residential | Non-Incentive | 3 - Installed | 2023-10-04 | 2023-10-10 | 2024-01-24 | 61339.2 | 2000 | Our World Energy | Lease
UNSEDG-10033 | 86409 | PV (Photovoltaic) | 7.29 | 11864 | Residential | Non-Incentive | 3 - Installed | 2023-10-04 | 2023-11-01 | 2024-04-04 | 19954 | 9977 | Capital Energy | Purchase
UNSEDG-10034 | 86413 | PV (Photovoltaic) | 9.875 | 19011 | Residential | Non-Incentive | 3 - Installed | 2023-10-04 | 2023-10-10 | 2023-12-15 | 59780.04 | 5000 | On Point Solar Power | Lease
UNSEDG-10035 | 86404 | PV (Photovoltaic) | 14.4 | 26414 | Residential | Non-Incentive | 3 - Installed | 2023-10-04 | 2023-10-30 | 2024-05-24 | 45000 | 15000 | owner builder | Purchase
UNSEDG-10037 | 86413 | PV (Photovoltaic) | 11.34 | 20925 | Residential | Non-Incentive | 3 - Installed | 2023-10-05 | 2023-10-10 | 2024-03-06 | 92240.64 | 2000 | OUR WORLD ENERGY | Lease
UNSEDG-10038 | 86409 | PV (Photovoltaic) | 10.125 | 17243 | Residential | Non-Incentive | 3 - Installed | 2023-10-06 | 2023-10-10 | 2023-12-13 | 26746.71 | 4000 | Southwest Electric Inc | Purchase
UNSEDG-10044 | 85640 | PV (Photovoltaic) | 44.55 | 80026 | Non-Residential | Non-Incentive | 3 - Installed | 2023-10-09 |  | 2024-10-02 | 137368 | 34342 | SOLAR GAIN INC | Purchase
UNSEDG-10042 | 86413 | PV (Photovoltaic) | 15.39 | 27863 | Residential | Non-Incentive | 3 - Installed | 2023-10-06 | 2023-10-16 | 2024-03-22 | 46170 | 2000 | OUR WORLD ENERGY | Purchase
UNSEDG-10043 | 86429 | PV (Photovoltaic) | 14.58 | 24549 | Residential | Non-Incentive | 3 - Installed | 2023-10-09 | 2023-10-10 | 2024-03-06 | 94523.4 | 2000 | Our World Energy | Lease
UNSEDG-10055 | 86403 | PV (Photovoltaic) | 12.96 | 23355 | Residential | Non-Incentive | 3 - Installed | 2023-10-12 | 2023-10-23 | 2024-03-19 | 38880 | 0 | TML International | Purchase
UNSEDG-10063 | 85648 | PV (Photovoltaic) | 12.54 | 21158 | Residential | Non-Incentive | 3 - Installed | 2023-10-13 | 2023-10-23 | 2024-01-05 | 72915.04 | 2500 | Freedom Forever | Lease
UNSEDG-10046 | 86440 | PV (Photovoltaic) | 8.91 | 16854 | Residential | Non-Incentive | 3 - Installed | 2023-10-10 | 2023-10-10 | 2024-01-03 | 40774 | 2000 | Our World Energy | Purchase
UNSEDG-10061 | 86401 | PV (Photovoltaic) | 5.39 | 9631 | Residential | Non-Incentive | 3 - Installed | 2023-10-13 | 2023-10-23 | 2024-01-16 | 20385.87 | 2500 | Freedom Forever | Purchase
UNSEDG-10050 | 86401 | PV (Photovoltaic) | 5.265 | 10113 | Residential | Non-Incentive | 3 - Installed | 2023-10-10 | 2023-11-01 | 2024-04-23 | 29585 | 0 | TML International LLC | Purchase
UNSEDG-10069 | 86413 | PV (Photovoltaic) | 20.91 | 35616 | Residential | Non-Incentive | 3 - Installed | 2023-10-16 | 2023-12-20 | 2023-12-22 | 64294.87 | 10000 | T & K Electric Company | Lease
UNSEDG-10051 | 86401 | PV (Photovoltaic) | 5.55 | 10438 | Residential | Non-Incentive | 3 - Installed | 2023-10-11 | 2023-12-12 | 2024-02-21 | 18160 | 2500 | VECTOR ENERGY LLC DBA FUSION POWER CO | Purchase
UNSEDG-10132 | 86406 | PV (Photovoltaic) | 5.67 | 9925 | Residential | Non-Incentive | 3 - Installed | 2023-10-26 | 2023-11-01 | 2024-04-04 | 27939.13 | 0 | TML International LLC | Purchase
UNSEDG-10053 | 86406 | PV (Photovoltaic) | 3.08 | 5641 | Residential | Non-Incentive | 3 - Installed | 2023-10-12 | 2023-10-17 | 2023-12-12 | 23038.12 | 2500 | Freedom Forever INC | Lease
UNSEDG-10060 | 86401 | PV (Photovoltaic) | 6.075 | 11320 | Residential | Non-Incentive | 3 - Installed | 2023-10-12 | 2023-11-20 | 2024-02-01 | 28173.91 | 0 | TML INTERNATIONAL LLC | Purchase
UNSEDG-10059 | 86401 | PV (Photovoltaic) | 6.48 | 12286 | Residential | Non-Incentive | 3 - Installed | 2023-10-12 | 2023-10-17 | 2024-02-23 | 31930.43 | 0 | TML INTERNATIONAL LLC | Purchase
UNSEDG-10052 | 86404 | PV (Photovoltaic) | 13.485 | 22565 | Residential | Non-Incentive | 3 - Installed | 2023-10-11 | 2023-10-17 | 2024-03-25 | 43826.25 | 8765.25 | ESMAY ELECTRIC, INC. | Lease
UNSEDG-10066 | 86406 | PV (Photovoltaic) | 13.77 | 24893 | Residential | Non-Incentive | 3 - Installed | 2023-10-13 | 2023-10-25 | 2024-05-10 | 65856.52 | 0 | TML INTERNATIONAL LLC | Purchase
UNSEDG-10076 | 86401 | PV (Photovoltaic) | 4.4 | 8568 | Residential | Non-Incentive | 3 - Installed | 2023-10-17 | 2023-10-23 | 2023-12-12 | 16500 | 1500 | Angle Solar | Purchase
UNSEDG-10215 | 86406 | PV (Photovoltaic) | 12.15 | 21525 | Residential | Non-Incentive | 3 - Installed | 2023-11-06 | 2023-11-08 | 2024-02-29 | 54586.96 | 0 | TML INTERNATIONAL LLC | Purchase
UNSEDG-10131 | 86406 | PV (Photovoltaic) | 7.695 | 13060 | Residential | Non-Incentive | 3 - Installed | 2023-10-26 | 2023-11-27 | 2024-03-04 | 36802.1 | 0 | TML INTERNATIONAL LLC | Purchase
UNSEDG-10057 | 86404 | PV (Photovoltaic) | 4.1 | 7606 | Residential | Non-Incentive | 3 - Installed | 2023-10-12 | 2023-10-31 | 2024-01-03 | 12300 | 2500 | TITAN SOLAR POWER | Lease
UNSEDG-10056 | 86409 | PV (Photovoltaic) | 6.15 | 11025 | Residential | Non-Incentive | 3 - Installed | 2023-10-12 | 2024-03-06 | 2024-06-07 | 30427.95 | 2000 | Icon Power | Purchase
UNSEDG-10112 | 86404 | PV (Photovoltaic) | 4.455 | 8089 | Residential | Non-Incentive | 3 - Installed | 2023-10-25 | 2023-11-07 | 2024-03-25 | 22275 | 0 | TML INTERNATIONAL LLC | Purchase
UNSEDG-10378 | 86404 | PV (Photovoltaic) | 4.86 | 8386 | Residential | Non-Incentive | 3 - Installed | 2023-11-20 | 2024-01-02 | 2024-03-18 | 24300 | 0 | TML International llc | Purchase
UNSEDG-10065 | 86406 | PV (Photovoltaic) | 14.58 | 25945 | Residential | Non-Incentive | 3 - Installed | 2023-10-13 | 2023-11-21 | 2024-04-19 | 73956.52 | 0 | TML International llc | Purchase
UNSEDG-10058 | 86406 | PV (Photovoltaic) | 10.53 | 18089 | Residential | Non-Incentive | 3 - Installed | 2023-10-12 | 2023-12-01 | 2024-02-12 | 22113 | 0 | LGCY POWER | Purchase
UNSEDG-10062 | 86406 | PV (Photovoltaic) | 18.8 | 27994 | Residential | Non-Incentive | 3 - Installed | 2023-10-13 | 2023-10-23 | 2023-12-01 | 55863 | 11172.6 | HAVASU SOLAR | Purchase
UNSEDG-10067 | 86406 | PV (Photovoltaic) | 17.28 | 29092 | Residential | Non-Incentive | 3 - Installed | 2023-10-14 | 2023-10-23 | 2023-12-04 | 71276 | 14255.2 | ESMAY ELECTRIC, INC. | Purchase
UNSEDG-10068 | 86404 | PV (Photovoltaic) | 10.12 | 18005 | Residential | Non-Incentive | 3 - Installed | 2023-10-14 | 2023-10-23 | 2024-02-14 | 32516.25 | 6503.25 | ESMAY ELECTRIC, INC. | Lease
UNSEDG-10071 | 86444 | PV (Photovoltaic) | 9.2 | 17063 | Residential | Non-Incentive | 3 - Installed | 2023-10-16 | 2023-11-06 | 2024-02-22 | 61000 | 18300 | SUNUP AMERICA | Purchase
UNSEDG-10073 | 86413 | PV (Photovoltaic) | 20.655 | 34587 | Residential | Non-Incentive | 3 - Installed | 2023-10-17 | 2023-10-23 | 2024-01-24 | 105314.04 | 2000 | Our World Energy | Lease
UNSEDG-10075 | 86401 | PV (Photovoltaic) | 11.745 | 18612 | Residential | Non-Incentive | 3 - Installed | 2023-10-17 | 2023-10-23 | 2024-02-16 | 25000 | 4000 | Southwest Electric inc | Purchase
UNSEDG-10074 | 85621 | PV (Photovoltaic) | 4.86 | 8363 | Residential | Non-Incentive | 3 - Installed | 2023-10-17 | 2023-10-31 | 2024-05-10 | 25025.75 | 2000 | Our World Energy | Purchase
UNSEDG-10237 | 86413 | PV (Photovoltaic) | 4.345 | 8460 | Residential | Non-Incentive | 3 - Installed | 2023-11-07 | 2023-11-17 | 2023-12-12 | 16000 | 2000 | Angle Solar | Purchase
UNSEDG-10078 | 85648 | PV (Photovoltaic) | 11.2 | 20258 | Residential | Non-Incentive | 3 - Installed | 2023-10-17 | 2023-11-01 | 2024-04-12 | 61432 | 1000 | Sunlink Energy | Purchase
UNSEDG-10097 | 86413 | PV (Photovoltaic) | 4.455 | 8327 | Residential | Non-Incentive | 3 - Installed | 2023-10-23 | 2023-10-25 | 2024-02-07 | 32212.08 | 2000 | Our World Energy | Lease
UNSEDG-10079 | 86409 | PV (Photovoltaic) | 6.075 | 10150 | Residential | Non-Incentive | 3 - Installed | 2023-10-18 | 2023-10-23 | 2024-01-02 | 29726.2 | 2000 | Our World Energy | Purchase
UNSEDG-10080 | 86404 | PV (Photovoltaic) | 9.2 | 16303 | Residential | Non-Incentive | 3 - Installed | 2023-10-18 | 2023-11-14 | 2024-02-20 | 50580 | 10116 | HAVASU SOLAR | Lease
UNSEDG-10139 | 86401 | PV (Photovoltaic) | 14.985 | 26319 | Residential | Non-Incentive | 3 - Installed | 2023-10-27 | 2023-11-01 | 2024-03-07 | 45704.25 | 2000 | Our World Energy | Purchase
UNSEDG-10082 | 86409 | PV (Photovoltaic) | 4.455 | 8627 | Residential | Non-Incentive | 3 - Installed | 2023-10-19 | 2023-10-24 | 2023-12-14 | 29084.4 | 2000 | Our World Energy | Lease
UNSEDG-10083 | 86404 | PV (Photovoltaic) | 10.8 | 19336 | Residential | Non-Incentive | 3 - Installed | 2023-10-19 | 2023-10-24 | 2024-05-01 | 40987 | 12296.1 | SUNUP AMERICA | Purchase
UNSEDG-10084 | 86409 | PV (Photovoltaic) | 6.885 | 12961 | Residential | Non-Incentive | 3 - Installed | 2023-10-19 | 2023-10-24 | 2024-04-18 | 50765.04 | 2000 | Our World Energy 20809 N 19th Ave | Lease
UNSEDG-10085 | 85648 | PV (Photovoltaic) | 15.39 | 25693 | Residential | Non-Incentive | 3 - Installed | 2023-10-19 | 2023-11-01 | 2024-06-05 | 70500 | 2000 | Our World Energy | Purchase
UNSEDG-10086 | 86409 | PV (Photovoltaic) | 4.455 | 8306 | Residential | Non-Incentive | 3 - Installed | 2023-10-19 | 2023-10-24 | 2024-02-09 | 34074.96 | 2000 | Our World Energy | Lease
UNSEDG-10087 | 86401 | PV (Photovoltaic) | 5.2 | 9973 | Residential | Non-Incentive | 3 - Installed | 2023-10-20 | 2023-10-24 | 2024-01-02 | 29854 | 8956.2 | SunUp America | Purchase
UNSEDG-10091 | 86409 | PV (Photovoltaic) | 3.24 | 5992 | Residential | Non-Incentive | 3 - Installed | 2023-10-20 | 2023-10-31 | 2024-03-07 | 25575 | 2000 | Our World Energy | Lease
UNSEDG-10093 | 86404 | PV (Photovoltaic) | 11.2 | 16751 | Residential | Non-Incentive | 3 - Installed | 2023-10-20 | 2023-10-25 | 2023-12-05 | 27000 | 5400 | HAVASU SOLAR | Purchase
UNSEDG-10094 | 86406 | PV (Photovoltaic) | 12.615 | 21638 | Residential | Non-Incentive | 3 - Installed | 2023-10-22 | 2023-10-25 | 2024-02-08 | 41298.75 | 8259.75 | ESMAY ELECTRIC, INC. | Lease
UNSEDG-10095 | 86401 | PV (Photovoltaic) | 8.1 | 13325 | Residential | Non-Incentive | 3 - Installed | 2023-10-23 | 2023-10-25 | 2024-02-22 | 51804.36 | 2000 | Our World Energy | Lease
UNSEDG-10096 | 86401 | PV (Photovoltaic) | 15.795 | 26075 | Residential | Non-Incentive | 3 - Installed | 2023-10-23 | 2023-10-25 | 2024-04-24 | 96065.52 | 2000 | Our World Energy | Lease
UNSEDG-10102 | 86409 | PV (Photovoltaic) | 14.45 | 24163 | Residential | Non-Incentive | 3 - Installed | 2023-10-24 | 2023-10-25 | 2024-04-01 | 33473 | 2000 | Our World Energy | Purchase
UNSEDG-10119 | 86409 |  | 5.4 | 8737 | Residential | Non-Incentive | 3 - Installed | 2023-10-25 | 2023-10-26 | 2023-11-27 | 26396.33 | 2000 | Our World Energy | Purchase
UNSEDG-10098 | 86406 | PV (Photovoltaic) | 14.4 | 25916 | Residential | Non-Incentive | 3 - Installed | 2023-10-24 | 2023-10-25 | 2023-12-01 | 100000 | 20000 | HAVASU SOLAR | Purchase
UNSEDG-10100 | 86406 | PV (Photovoltaic) | 23.2 | 38558 | Residential | Non-Incentive | 3 - Installed | 2023-10-24 | 2023-10-25 | 2023-11-21 | 100000 | 20000 | HAVASU SOLAR | Purchase
UNSEDG-10101 | 86406 | PV (Photovoltaic) | 11.2 | 19086 | Residential | Non-Incentive | 3 - Installed | 2023-10-24 | 2023-10-25 | 2024-01-11 | 28000 | 5600 | HAVASU SOLAR | Purchase
UNSEDG-10124 | 86406 | PV (Photovoltaic) | 6.545 | 11701 | Residential | Non-Incentive | 3 - Installed | 2023-10-26 | 2023-11-01 | 2024-02-19 | 40908.4 | 2500 | Freedom Forever | Lease
UNSEDG-10181 | 86403 | PV (Photovoltaic) | 12 | 19565 | Residential | Non-Incentive | 3 - Installed | 2023-11-01 | 2023-11-06 | 2024-01-02 | 68514 | 13702.8 | HAVASU SOLAR | Lease
UNSEDG-10104 | 86409 | PV (Photovoltaic) | 12.555 | 23591 | Residential | Non-Incentive | 3 - Installed | 2023-10-24 | 2023-11-28 | 2024-06-04 | 87525.84 | 2000 | Our World Energy | Lease
UNSEDG-10105 | 86409 | PV (Photovoltaic) | 7.29 | 13023 | Residential | Non-Incentive | 3 - Installed | 2023-10-24 | 2023-10-25 | 2023-12-14 | 48415.44 | 2000 | Our World Energy | Lease
UNSEDG-10146 | 86404 | PV (Photovoltaic) | 7.48 | 12966 | Residential | Non-Incentive | 3 - Installed | 2023-10-27 | 2023-11-13 | 2024-02-27 | 41684.97 | 26724.97 | RDX Power, LLC | Purchase
UNSEDG-10114 | 86401 | PV (Photovoltaic) | 4.345 | 8460 | Residential | Non-Incentive | 3 - Installed | 2023-10-25 | 2023-10-31 | 2023-12-12 | 16100 | 1100 | Angle Solar | Purchase
UNSEDG-10108 | 86413 |  | 4.8 | 6680 | Residential | Non-Incentive | 3 - Installed | 2023-10-24 | 2023-12-05 | 2024-01-25 | 13800 | 2760 | HAVASU SOLAR | Purchase
UNSEDG-10107 | 86413 | PV (Photovoltaic) | 6.885 | 13125 | Residential | Non-Incentive | 3 - Installed | 2023-10-24 | 2023-10-25 | 2024-02-21 | 41817 | 2000 | Our World Energy | Lease
UNSEDG-10109 | 86438 | PV (Photovoltaic) | 7.2 | 10100 | Residential | Non-Incentive | 3 - Installed | 2023-10-24 | 2023-10-25 | 2023-12-12 | 30633 | 6126.6 | HAVASU SOLAR | Purchase
UNSEDG-10110 | 86409 | PV (Photovoltaic) | 10 | 16781 | Residential | Non-Incentive | 3 - Installed | 2023-10-24 | 2023-10-25 | 2024-02-16 | 48153 | 9630.6 | HAVASU SOLAR | Lease
UNSEDG-10111 | 86409 | PV (Photovoltaic) | 6.56 | 12289 | Residential | Non-Incentive | 3 - Installed | 2023-10-24 | 2023-10-25 | 2024-03-01 | 24650 | 12325 | Capital Energy | Purchase
UNSEDG-10113 | 86406 | PV (Photovoltaic) | 13.2 | 24613 | Residential | Non-Incentive | 3 - Installed | 2023-10-25 | 2023-11-06 | 2023-12-21 | 35053 | 7010.6 | HAVASU SOLAR | Purchase
UNSEDG-10116 | 86401 | PV (Photovoltaic) | 9.6 | 18107 | Residential | Non-Incentive | 3 - Installed | 2023-10-25 | 2023-11-20 | 2024-02-02 | 47099.06 | 2000 | Icon Power | Purchase
UNSEDG-10118 | 86401 | PV (Photovoltaic) | 11.2 | 17867 | Residential | Non-Incentive | 3 - Installed | 2023-10-25 | 2023-11-01 | 2024-02-09 | 48717 | 9743.4 | HAVASU SOLAR | Lease
UNSEDG-10497 | 86406 | PV (Photovoltaic) | 6.84 | 12861 | Residential | Non-Incentive | 3 - Installed | 2023-12-06 | 2023-12-14 | 2024-01-16 | 18000 | 8000 | Mohave Solar | Purchase
UNSEDG-10120 | 86406 | PV (Photovoltaic) | 16.8 | 30274 | Residential | Non-Incentive | 3 - Installed | 2023-10-25 | 2023-11-14 | 2024-01-03 | 40166 | 993.2 | HAVASU SOLAR | Purchase
UNSEDG-10121 | 86409 | PV (Photovoltaic) | 17.415 | 29326 | Residential | Non-Incentive | 3 - Installed | 2023-10-25 | 2023-11-01 | 2024-02-23 | 103104.6 | 2000 | Our World Energy | Lease
UNSEDG-10122 | 86413 | PV (Photovoltaic) | 10.125 | 19226 | Residential | Non-Incentive | 3 - Installed | 2023-10-26 | 2023-11-01 | 2024-02-07 | 65637 | 2000 | Our World Energy | Lease
UNSEDG-10126 | 86440 | PV (Photovoltaic) | 7.2 | 11937 | Residential | Non-Incentive | 3 - Installed | 2023-10-26 | 2023-11-20 | 2024-01-05 | 28800 | 1440 | SOLAR PROS ELECTRIC LLC | Purchase
UNSEDG-10127 | 86404 | PV (Photovoltaic) | 14.4 | 24696 | Residential | Non-Incentive | 3 - Installed | 2023-10-26 | 2023-11-01 | 2024-01-05 | 69990 | 13998 | HAVASU SOLAR | Purchase
UNSEDG-10130 | 86406 | PV (Photovoltaic) | 14 | 24998 | Residential | Non-Incentive | 3 - Installed | 2023-10-26 | 2023-11-01 | 2024-01-05 | 41161 | 8232.2 | HAVASU SOLAR | Purchase
UNSEDG-10133 | 86409 | PV (Photovoltaic) | 10.125 | 17649 | Residential | Non-Incentive | 3 - Installed | 2023-10-27 | 2023-11-01 | 2024-02-01 | 65391 | 2000 | Our World Energy | Lease
UNSEDG-10386 | 86401 | PV (Photovoltaic) | 6.48 | 10637 | Residential | Non-Incentive | 3 - Installed | 2023-11-21 | 2023-11-27 | 2024-03-04 | 34466.09 | 0 | TML International LLC | Purchase
UNSEDG-10186 | 86401 | PV (Photovoltaic) | 5.95 | 10054 | Residential | Non-Incentive | 3 - Installed | 2023-11-02 | 2023-11-06 | 2024-01-29 | 43398 | 2000 | Our World Energy | Lease
UNSEDG-10136 | 86413 | PV (Photovoltaic) | 6.48 | 11570 | Residential | Non-Incentive | 3 - Installed | 2023-10-27 | 2023-11-01 | 2024-03-06 | 44814 | 2000 | Our World Energy | Lease
UNSEDG-10137 | 86406 | PV (Photovoltaic) | 17.22 | 31066 | Residential | Non-Incentive | 3 - Installed | 2023-10-27 | 2023-11-01 | 2024-01-19 | 35460 | 10638 | NB Baker Electric AZ LLC DBA Streamline Solar | Purchase
UNSEDG-10153 | 85640 | PV (Photovoltaic) | 5.925 | 10281 | Residential | Non-Incentive | 3 - Installed | 2023-10-29 | 2023-11-16 | 2024-01-24 | 14000 | 5000 | HOMEOWNER INSTALLED SYSTEM | Purchase
UNSEDG-10225 | 86406 | PV (Photovoltaic) | 4.62 | 8230 | Residential | Non-Incentive | 3 - Installed | 2023-11-07 | 2023-11-08 | 2024-05-03 | 31053.16 | 2500 | Freedom Forever INC | Lease
UNSEDG-10140 | 86403 | PV (Photovoltaic) | 11.2 | 20776 | Residential | Non-Incentive | 3 - Installed | 2023-10-27 | 2023-11-01 | 2024-01-04 | 25760 | 5152 | HAVASU SOLAR | Purchase
UNSEDG-10141 | 86406 | PV (Photovoltaic) | 11.2 | 20123 | Residential | Non-Incentive | 3 - Installed | 2023-10-27 | 2023-11-01 | 2023-12-05 | 29833 | 5966.6 | HAVASU SOLAR | Purchase
UNSEDG-10142 | 86404 | PV (Photovoltaic) | 8.8 | 15316 | Residential | Non-Incentive | 3 - Installed | 2023-10-27 | 2023-11-01 | 2024-01-09 | 25288 | 5057.6 | HAVASU SOLAR | Purchase
UNSEDG-10143 | 86409 | PV (Photovoltaic) | 5.67 | 9973 | Residential | Non-Incentive | 3 - Installed | 2023-10-27 | 2023-11-01 | 2024-01-02 | 38718 | 2000 | Our World Energy | Lease
UNSEDG-10144 | 86401 | PV (Photovoltaic) | 7.6 | 14589 | Residential | Non-Incentive | 3 - Installed | 2023-10-27 | 2023-11-01 | 2024-02-23 | 19000 | 3800 | HAVASU SOLAR | Purchase
UNSEDG-10145 | 86406 | PV (Photovoltaic) | 11.6 | 21794 | Residential | Non-Incentive | 3 - Installed | 2023-10-27 | 2023-11-01 | 2024-01-22 | 57573 | 11514.6 | HAVASU SOLAR | Lease
UNSEDG-10151 | 86444 | PV (Photovoltaic) | 14.8 | 24570 | Residential | Non-Incentive | 3 - Installed | 2023-10-27 | 2023-11-01 | 2024-05-24 | 49580 | 1 | Vantage Solar LLC | Purchase
UNSEDG-10147 | 86401 | PV (Photovoltaic) | 5.265 | 10108 | Residential | Non-Incentive | 3 - Installed | 2023-10-27 | 2023-11-01 | 2023-12-22 | 36805.56 | 2000 | Our World Energy | Lease
UNSEDG-10149 | 86404 | PV (Photovoltaic) | 10.8 | 19732 | Residential | Non-Incentive | 3 - Installed | 2023-10-27 | 2023-11-01 | 2023-12-15 | 31035 | 6207 | HAVASU SOLAR | Purchase
UNSEDG-10150 | 86401 | PV (Photovoltaic) | 2.835 | 5424 | Residential | Non-Incentive | 3 - Installed | 2023-10-27 | 2023-11-01 | 2024-01-03 | 11011 | 2000 | Our World Energy | Purchase
UNSEDG-10152 | 86403 | PV (Photovoltaic) | 14 | 25145 | Residential | Non-Incentive | 3 - Installed | 2023-10-27 | 2023-11-01 | 2023-12-13 | 43046 | 8609.2 | HAVASU SOLAR | Purchase
UNSEDG-10155 | 86409 | PV (Photovoltaic) | 17.415 | 30079 | Residential | Non-Incentive | 3 - Installed | 2023-10-30 | 2023-11-01 | 2024-02-22 | 98294.52 | 2000 | Our World Energy | Lease
UNSEDG-10182 | 86401 | PV (Photovoltaic) | 12.555 | 20639 | Residential | Non-Incentive | 3 - Installed | 2023-11-02 | 2023-11-02 | 2024-01-08 | 74780.76 | 2000 | Our World Energy | Lease
UNSEDG-10157 | 86406 | PV (Photovoltaic) | 20.24 | 36085 | Residential | Non-Incentive | 3 - Installed | 2023-10-30 | 2023-11-01 | 2024-03-07 | 68104 | 13620.8 | ESMAY ELECTRIC, INC. | Lease
UNSEDG-10159 | 86406 | PV (Photovoltaic) | 10.56 | 17848 | Residential | Non-Incentive | 3 - Installed | 2023-10-30 | 2023-11-07 | 2024-03-07 | 34620 | 6924 | ESMAY ELECTRIC, INC. | Lease
UNSEDG-10158 | 86409 | PV (Photovoltaic) | 9.48 | 16367 | Residential | Non-Incentive | 3 - Installed | 2023-10-30 | 2023-11-01 | 2024-02-09 | 61838.52 | 5000 | On Point Solar Power | Lease
UNSEDG-10541 | 86406 | PV (Photovoltaic) | 15.96 | 30166 | Residential | Non-Incentive | 3 - Installed | 2023-12-11 | 2023-12-20 | 2024-01-22 | 50000 | 10000 | Mohave Solar | Purchase
UNSEDG-10217 | 86403 | PV (Photovoltaic) | 6.4 | 12119 | Residential | Non-Incentive | 3 - Installed | 2023-11-07 | 2023-12-13 | 2024-02-09 | 30443 | 10923 | Nerd Power | Purchase
UNSEDG-10162 | 86409 | PV (Photovoltaic) | 4.455 | 8323 | Residential | Non-Incentive | 3 - Installed | 2023-10-30 | 2023-11-01 | 2024-01-29 | 33631.92 | 2000 | Our World Energy | Lease
UNSEDG-10164 | 86401 | PV (Photovoltaic) | 7.695 | 12889 | Residential | Non-Incentive | 3 - Installed | 2023-10-30 | 2023-11-01 | 2023-12-15 | 47414.4 | 2000 | OUR WORLD ENERGY | Lease
UNSEDG-10166 | 86413 | PV (Photovoltaic) | 12.555 | 22819 | Residential | Non-Incentive | 3 - Installed | 2023-10-31 | 2023-11-01 | 2024-03-20 | 80282.4 | 2000 | Our World Energy | Lease
UNSEDG-10167 | 86406 | PV (Photovoltaic) | 12.8 | 22522 | Residential | Non-Incentive | 3 - Installed | 2023-10-31 | 2023-11-01 | 2023-12-14 | 61455 | 12291 | HAVASU SOLAR | Lease
UNSEDG-10168 | 86413 | PV (Photovoltaic) | 20.825 | 36715 | Residential | Non-Incentive | 3 - Installed | 2023-10-31 | 2024-03-11 | 2024-03-13 | 140553.12 | 2000 | Our World Energy | Lease
UNSEDG-10171 | 86404 | PV (Photovoltaic) | 5.1 | 8403 | Residential | Non-Incentive | 3 - Installed | 2023-11-01 | 2023-11-01 | 2024-03-04 | 25000 | 2000 | Our World Energy | Purchase
UNSEDG-10170 | 86401 | PV (Photovoltaic) | 6.375 | 10589 | Residential | Non-Incentive | 3 - Installed | 2023-11-01 | 2023-11-01 | 2024-01-04 | 34200 | 2000 | Our World Energy | Lease
UNSEDG-10172 | 86409 | PV (Photovoltaic) | 5.67 | 9352 | Residential | Non-Incentive | 3 - Installed | 2023-11-01 | 2023-11-01 | 2024-01-15 | 43150.32 | 2000 | Our World Energy | Lease
UNSEDG-10173 | 86413 | PV (Photovoltaic) | 5.95 | 11176 | Residential | Non-Incentive | 3 - Installed | 2023-11-01 | 2023-11-01 | 2024-01-24 | 44876.04 | 2000 | Our World Energy | Lease
UNSEDG-10253 | 86404 | PV (Photovoltaic) | 8.085 | 14841 | Residential | Non-Incentive | 3 - Installed | 2023-11-08 | 2023-11-17 | 2024-04-09 | 54456.4 | 2500 | Freedom Forever | Lease
UNSEDG-10174 | 86409 | PV (Photovoltaic) | 7.695 | 12893 | Residential | Non-Incentive | 3 - Installed | 2023-11-01 | 2023-11-01 | 2024-02-05 | 52403.52 | 2000 | Our World Energy | Lease
UNSEDG-10175 | 86401 | PV (Photovoltaic) | 9.72 | 16523 | Residential | Non-Incentive | 3 - Installed | 2023-11-01 | 2023-11-01 | 2024-03-21 | 65228.64 | 2000 | Our World Energy | Lease
UNSEDG-10176 | 86401 | PV (Photovoltaic) | 5.95 | 10263 | Residential | Non-Incentive | 3 - Installed | 2023-11-01 | 2023-11-01 | 2024-01-12 | 30129 | 2000 | Our World Energy | Lease
UNSEDG-10177 | 86406 | PV (Photovoltaic) | 15.2 | 26446 | Residential | Non-Incentive | 3 - Installed | 2023-11-01 | 2023-11-01 | 2024-01-08 | 44368 | 8873.6 | HAVASU SOLAR | Purchase
UNSEDG-10178 | 86409 | PV (Photovoltaic) | 6.375 | 12213 | Residential | Non-Incentive | 3 - Installed | 2023-11-01 | 2023-11-01 | 2024-03-05 | 39918 | 2000 | Our World Energy | Lease
UNSEDG-10179 | 86409 | PV (Photovoltaic) | 4.05 | 7861 | Residential | Non-Incentive | 3 - Installed | 2023-11-01 | 2023-11-01 | 2023-12-22 | 31180.68 | 2000 | Our World Energy | Lease
UNSEDG-10478 | 85621 | PV (Photovoltaic) | 17.6 | 28359 | Residential | Non-Incentive | 3 - Installed | 2023-12-05 | 2024-01-04 | 2024-04-10 | 77773.99 | 2000 | Icon Power | Purchase
UNSEDG-10180 | 86401 | PV (Photovoltaic) | 8.8 | 14447 | Residential | Non-Incentive | 3 - Installed | 2023-11-01 | 2023-11-08 | 2024-01-22 | 24972 | 4994.4 | HAVASU SOLAR | Purchase
UNSEDG-10184 | 86401 | PV (Photovoltaic) | 5.67 | 9472 | Residential | Non-Incentive | 3 - Installed | 2023-11-02 | 2023-11-06 | 2024-01-03 | 37650 | 2000 | Our World Energy | Lease
UNSEDG-10185 | 86401 | PV (Photovoltaic) | 7.2 | 13784 | Residential | Non-Incentive | 3 - Installed | 2023-11-02 | 2023-12-20 | 2024-04-04 | 31191 | 9357.3 | SunUp America | Purchase
UNSEDG-10203 | 86403 | PV (Photovoltaic) | 17.2 | 29203 | Residential | Non-Incentive | 3 - Installed | 2023-11-03 | 2023-11-20 | 2024-01-03 | 44224 | 35379.2 | HAVASU SOLAR | Purchase
UNSEDG-10248 | 86409 | PV (Photovoltaic) | 4.455 | 8627 | Residential | Non-Incentive | 3 - Installed | 2023-11-08 | 2023-11-17 | 2024-02-16 | 30984 | 2000 | Our World Energy | Lease
UNSEDG-10188 | 86403 | PV (Photovoltaic) | 22 | 37498 | Residential | Non-Incentive | 3 - Installed | 2023-11-02 | 2023-11-20 | 2024-01-05 | 66322 | 13264.4 | HAVASU SOLAR | Purchase
UNSEDG-10189 | 86440 | PV (Photovoltaic) | 5.6 | 10451 | Residential | Non-Incentive | 3 - Installed | 2023-11-02 | 2023-11-06 | 2024-01-10 | 32483.59 | 2500 | TITAN SOLAR POWER | Purchase
UNSEDG-10500 | 86403 | PV (Photovoltaic) | 24.32 | 45968 | Residential | Non-Incentive | 3 - Installed | 2023-12-06 | 2023-12-07 | 2024-03-22 | 60800 | 10000 | Mohave Solar | Purchase
UNSEDG-10190 | 86406 | PV (Photovoltaic) | 10 | 18802 | Residential | Non-Incentive | 3 - Installed | 2023-11-02 | 2023-11-08 | 2023-12-18 | 48654 | 9730.8 | HAVASU SOLAR | Lease
UNSEDG-10511 | 86406 | PV (Photovoltaic) | 11.165 | 21109 | Residential | Non-Incentive | 3 - Installed | 2023-12-07 | 2023-12-19 | 2024-02-16 | 27000 | 10000 | Mohave Solar | Purchase
UNSEDG-10191 | 86406 | PV (Photovoltaic) | 20.4 | 35079 | Residential | Non-Incentive | 3 - Installed | 2023-11-02 | 2023-11-08 | 2024-01-08 | 60483 | 12096.6 | HAVASU SOLAR | Purchase
UNSEDG-10193 | 86403 | PV (Photovoltaic) | 16.8 | 30676 | Residential | Non-Incentive | 3 - Installed | 2023-11-02 | 2023-11-27 | 2024-02-09 | 81504 | 16300.8 | HAVASU SOLAR | Lease
UNSEDG-10192 | 86401 | PV (Photovoltaic) | 9.775 | 16337 | Residential | Non-Incentive | 3 - Installed | 2023-11-02 | 2023-11-17 | 2024-01-24 | 54114 | 2000 | Our World Energy | Lease
UNSEDG-10195 | 86401 | PV (Photovoltaic) | 6.075 | 11438 | Residential | Non-Incentive | 3 - Installed | 2023-11-02 | 2023-12-29 | 2024-03-15 | 32872.5 | 16436.25 | Capital Energy | Purchase
UNSEDG-10196 | 86409 | PV (Photovoltaic) | 16.15 | 27046 | Residential | Non-Incentive | 3 - Installed | 2023-11-02 | 2023-11-07 | 2024-02-12 | 47370 | 2000 | Our World Energy | Purchase
UNSEDG-10258 | 86413 | PV (Photovoltaic) | 14.45 | 23611 | Residential | Non-Incentive | 3 - Installed | 2023-11-09 | 2023-11-17 | 2024-03-06 | 72976.44 | 2000 | Our World Energy | Lease
UNSEDG-10197 | 86409 | PV (Photovoltaic) | 6.8 | 11273 | Residential | Non-Incentive | 3 - Installed | 2023-11-03 | 2023-11-07 | 2023-12-20 | 42000 | 2000 | Our World Energy | Lease
UNSEDG-10198 | 86409 | PV (Photovoltaic) | 8.075 | 15640 | Residential | Non-Incentive | 3 - Installed | 2023-11-03 | 2023-11-07 | 2023-12-20 | 49200 | 2000 | Our World Energy | Lease
UNSEDG-10199 | 86401 | PV (Photovoltaic) | 7.695 | 13834 | Residential | Non-Incentive | 3 - Installed | 2023-11-03 | 2023-11-07 | 2023-12-18 | 54060.48 | 2000 | Our World Energy | Lease
UNSEDG-10200 | 86409 | PV (Photovoltaic) | 10.625 | 17610 | Residential | Non-Incentive | 3 - Installed | 2023-11-03 | 2023-11-07 | 2024-01-12 | 64229.64 | 2000 | Our World Energy | Lease
UNSEDG-10201 | 86406 | PV (Photovoltaic) | 18.865 | 31790 | Residential | Non-Incentive | 3 - Installed | 2023-11-03 | 2023-11-13 | 2024-03-26 | 115706.8 | 2500 | Freedom Forever INC | Lease
UNSEDG-10510 | 86403 | PV (Photovoltaic) | 12.705 | 24020 | Residential | Non-Incentive | 3 - Installed | 2023-12-07 | 2023-12-19 | 2024-07-19 | 35000 | 10000 | Mohave Solar | Purchase
UNSEDG-10202 | 86401 | PV (Photovoltaic) | 6.075 | 11501 | Residential | Non-Incentive | 3 - Installed | 2023-11-03 | 2023-11-08 | 2024-05-21 | 41178.6 | 2000 | Our World Energy | Lease
UNSEDG-10204 | 86409 | PV (Photovoltaic) | 6.8 | 12170 | Residential | Non-Incentive | 3 - Installed | 2023-11-06 | 2023-11-07 | 2024-02-05 | 43346.04 | 2000 | Our World Energy | Lease
UNSEDG-10205 | 86401 | PV (Photovoltaic) | 5.525 | 10724 | Residential | Non-Incentive | 3 - Installed | 2023-11-06 | 2023-11-08 | 2024-05-07 | 30540 | 2000 | Our World Energy | Purchase
UNSEDG-10208 | 86406 | PV (Photovoltaic) | 7.7 | 13205 | Residential | Non-Incentive | 3 - Installed | 2023-11-06 | 2023-11-08 | 2024-04-05 | 48744.88 | 2500 | Freedom Forever INC | Lease
UNSEDG-10209 | 86406 | PV (Photovoltaic) | 19.6 | 35454 | Residential | Non-Incentive | 3 - Installed | 2023-11-06 | 2023-11-13 | 2024-02-09 | 94446 | 18889.2 | HAVASU SOLAR | Lease
UNSEDG-10210 | 86406 | PV (Photovoltaic) | 12 | 22100 | Residential | Non-Incentive | 3 - Installed | 2023-11-06 | 2023-11-14 | 2024-01-04 | 59631 | 11926.2 | HAVASU SOLAR | Lease
UNSEDG-10319 | 86409 | PV (Photovoltaic) | 4.345 | 8460 | Residential | Non-Incentive | 3 - Installed | 2023-11-15 | 2023-11-20 | 2024-01-05 | 16000 | 1000 | Angle Solar | Purchase
UNSEDG-10211 | 86403 | PV (Photovoltaic) | 14 | 23899 | Residential | Non-Incentive | 3 - Installed | 2023-11-06 | 2023-11-14 | 2023-12-21 | 68763 | 13752.6 | HAVASU SOLAR | Lease
UNSEDG-10212 | 86404 | PV (Photovoltaic) | 7.2 | 12579 | Residential | Non-Incentive | 3 - Installed | 2023-11-06 | 2023-11-08 | 2024-01-11 | 38790 | 7758 | HAVASU SOLAR | Lease
UNSEDG-10214 | 86403 | PV (Photovoltaic) | 11.6 | 20040 | Residential | Non-Incentive | 3 - Installed | 2023-11-06 | 2023-11-08 | 2024-01-05 | 62622 | 12524.4 | HAVASU SOLAR | Lease
UNSEDG-10224 | 86406 | PV (Photovoltaic) | 36.8 | 48656 | Residential | Non-Incentive | 3 - Installed | 2023-11-07 | 2023-11-07 | 2024-04-19 | 217536 | 43507.2 | HAVASU SOLAR | Lease
UNSEDG-10216 | 86409 | PV (Photovoltaic) | 8.5 | 16286 | Residential | Non-Incentive | 3 - Installed | 2023-11-07 | 2023-11-07 | 2024-04-17 | 26800 | 2000 | Our World Energy | Purchase
UNSEDG-10218 | 86409 | PV (Photovoltaic) | 10 | 19056 | Residential | Non-Incentive | 3 - Installed | 2023-11-07 | 2023-11-08 | 2024-01-26 | 48432 | 9686.4 | HAVASU SOLAR | Lease
UNSEDG-10219 | 86401 | PV (Photovoltaic) | 15.3 | 28143 | Residential | Non-Incentive | 3 - Installed | 2023-11-07 | 2023-11-08 | 2024-01-19 | 63681.71 | 2000 | Our World Energy | Purchase
UNSEDG-10222 | 86404 | PV (Photovoltaic) | 12.8 | 21419 | Residential | Non-Incentive | 3 - Installed | 2023-11-07 | 2023-11-08 | 2024-03-22 | 66834 | 13366.8 | Havasu Solar | Lease
UNSEDG-10220 | 86401 | PV (Photovoltaic) | 4.25 | 7178 | Residential | Non-Incentive | 3 - Installed | 2023-11-07 | 2023-11-08 | 2024-02-09 | 24348.48 | 2000 | Our World Energy | Lease
UNSEDG-10223 | 86409 | PV (Photovoltaic) | 4.675 | 7762 | Residential | Non-Incentive | 3 - Installed | 2023-11-07 | 2023-11-08 | 2024-02-20 | 30683.4 | 2000 | OUR WORLD ENERGY | Lease
UNSEDG-10230 | 86403 | PV (Photovoltaic) | 24.8 | 46113 | Residential | Non-Incentive | 3 - Installed | 2023-11-07 | 2023-11-17 | 2023-12-21 | 64860 | 12972 | Havasu Solar | Purchase
UNSEDG-10227 | 86444 | PV (Photovoltaic) | 7.2 | 12951 | Residential | Non-Incentive | 3 - Installed | 2023-11-07 | 2023-11-07 | 2024-07-25 | 38254.71 | 1 | Vantage Solar LLC | Purchase
UNSEDG-10228 | 86409 | PV (Photovoltaic) | 15.725 | 27749 | Residential | Non-Incentive | 3 - Installed | 2023-11-07 | 2023-12-12 | 2024-07-19 | 94234.16 | 2000 | Our World Energy | Lease
UNSEDG-10231 | 86409 | PV (Photovoltaic) | 4 | 7489 | Residential | Non-Incentive | 3 - Installed | 2023-11-07 | 2023-11-17 | 2024-05-09 | 20455.64 | 1 | Vantage Solar LLC | Purchase
UNSEDG-10232 | 86441 | PV (Photovoltaic) | 12.8 | 21865 | Residential | Non-Incentive | 3 - Installed | 2023-11-07 | 2023-11-20 | 2024-02-01 | 64401 | 12880.2 | HAVASU SOLAR | Lease
UNSEDG-10233 | 85621 | PV (Photovoltaic) | 14.8 | 25964 | Residential | Non-Incentive | 3 - Installed | 2023-11-07 | 2023-11-08 | 2024-04-25 | 74711.05 | 1 | Vantage Solar LLC | Purchase
UNSEDG-10234 | 86403 | PV (Photovoltaic) | 18.835 | 27672 | Residential | Non-Incentive | 3 - Installed | 2023-11-07 | 2023-11-20 | 2024-01-08 | 90447 | 18089.4 | Havasu Solar | Lease
UNSEDG-10235 | 86406 | PV (Photovoltaic) | 15.6 | 25496 | Residential | Non-Incentive | 3 - Installed | 2023-11-07 | 2023-11-08 | 2023-12-20 | 76500 | 15300 | HAVASU SOLAR | Lease
UNSEDG-10236 | 86403 | PV (Photovoltaic) | 13.2 | 24291 | Residential | Non-Incentive | 3 - Installed | 2023-11-07 | 2023-11-08 | 2023-12-21 | 34580 | 6916 | HAVASU SOLAR | Purchase
UNSEDG-10238 | 86406 | PV (Photovoltaic) | 16.4 | 28658 | Residential | Non-Incentive | 3 - Installed | 2023-11-07 | 2023-11-17 | 2024-02-29 | 77991 | 15598.2 | HAVASU SOLAR | Lease
UNSEDG-10240 | 86406 | PV (Photovoltaic) | 11.2 | 18698 | Residential | Non-Incentive | 3 - Installed | 2023-11-07 | 2023-11-17 | 2024-01-16 | 36920 | 7384 | HAVASU SOLAR | Purchase
UNSEDG-10239 | 86409 | PV (Photovoltaic) | 7.65 | 13982 | Residential | Non-Incentive | 3 - Installed | 2023-11-07 | 2023-11-17 | 2024-04-02 | 30850.04 | 2000 | Our World Energy | Purchase
UNSEDG-10242 | 86413 | PV (Photovoltaic) | 10.625 | 20359 | Residential | Non-Incentive | 3 - Installed | 2023-11-07 | 2023-11-17 | 2024-03-12 | 62741.4 | 2000 | Our World Energy | Lease
UNSEDG-10241 | 86406 | PV (Photovoltaic) | 15.2 | 28009 | Residential | Non-Incentive | 3 - Installed | 2023-11-07 | 2023-11-21 | 2024-01-05 | 38121 | 7624.2 | HAVASU SOLAR | Purchase
UNSEDG-10243 | 86403 | PV (Photovoltaic) | 20.4 | 38163 | Residential | Non-Incentive | 3 - Installed | 2023-11-07 | 2023-11-17 | 2024-01-09 | 97986 | 19597.2 | HAVASU SOLAR | Lease
UNSEDG-10244 | 86404 | PV (Photovoltaic) | 12 | 20293 | Residential | Non-Incentive | 3 - Installed | 2023-11-07 | 2023-11-17 | 2024-01-03 | 58173 | 11634.6 | HAVASU SOLAR | Lease
UNSEDG-10245 | 86401 | PV (Photovoltaic) | 6.29 | 11830 | Residential | Non-Incentive | 3 - Installed | 2023-11-08 | 2023-11-09 | 2024-01-05 | 31344.64 | 2500 | VECTOR ENERGY LLC DBA FUSION POWER CO | Purchase
UNSEDG-10247 | 86413 | PV (Photovoltaic) | 6 | 11668 | Residential | Non-Incentive | 3 - Installed | 2023-11-08 | 2023-11-27 | 2024-03-07 | 16020 | 3204 | HAVASU SOLAR | Lease
UNSEDG-10249 | 86413 | PV (Photovoltaic) | 12.4 | 22740 | Residential | Non-Incentive | 3 - Installed | 2023-11-08 | 2023-11-20 | 2024-03-15 | 32420 | 6484 | HAVASU SOLAR | Purchase
UNSEDG-10250 | 86409 | PV (Photovoltaic) | 6.785 | 12094 | Residential | Non-Incentive | 3 - Installed | 2023-11-08 | 2023-11-27 | 2024-02-19 | 33393 | 2000 | Our World Energy | Lease
UNSEDG-10252 | 86406 | PV (Photovoltaic) | 16 | 28265 | Residential | Non-Incentive | 3 - Installed | 2023-11-08 | 2023-11-16 | 2023-12-14 | 40960 | 8192 | HAVASU SOLAR | Purchase
UNSEDG-10251 | 86401 | PV (Photovoltaic) | 24.225 | 46035 | Residential | Non-Incentive | 3 - Installed | 2023-11-08 | 2023-11-08 | 2024-08-02 | 137890.92 | 2000 | Our World Energy | Lease
UNSEDG-10255 | 86404 | PV (Photovoltaic) | 21.2 | 36260 | Residential | Non-Incentive | 3 - Installed | 2023-11-08 | 2023-11-27 | 2024-01-08 | 55120 | 11024 | HAVASU SOLAR | Purchase
UNSEDG-10256 | 86403 | PV (Photovoltaic) | 11.2 | 21470 | Residential | Non-Incentive | 3 - Installed | 2023-11-08 | 2023-11-21 | 2024-01-29 | 29456 | 5891.2 | HAVASU SOLAR | Lease
UNSEDG-10283 | 86409 | PV (Photovoltaic) | 6.375 | 12374 | Residential | Non-Incentive | 3 - Installed | 2023-11-13 | 2023-11-21 | 2024-01-12 | 32340 | 2000 | Our World Energy | Purchase
UNSEDG-10257 | 86401 | PV (Photovoltaic) | 6.8 | 12934 | Residential | Non-Incentive | 3 - Installed | 2023-11-09 | 2023-11-17 | 2024-01-12 | 43800 | 2000 | Our World Energy | Lease
UNSEDG-10259 | 86409 | PV (Photovoltaic) | 8.5 | 16028 | Residential | Non-Incentive | 3 - Installed | 2023-11-09 | 2024-05-03 | 2024-06-17 | 40263.36 | 2000 | Our World Energy | Lease
UNSEDG-10261 | 86401 | PV (Photovoltaic) | 6.375 | 11910 | Residential | Non-Incentive | 3 - Installed | 2023-11-09 | 2023-11-17 | 2024-03-01 | 36438.12 | 2000 | Our World Energy 20809 N 19th Ave | Lease
UNSEDG-10262 | 86401 | PV (Photovoltaic) | 9.35 | 15852 | Residential | Non-Incentive | 3 - Installed | 2023-11-09 | 2023-11-17 | 2024-02-22 | 30482 | 2000 | Our World Energy | Purchase
UNSEDG-10263 | 86404 | PV (Photovoltaic) | 9.6 | 17187 | Residential | Non-Incentive | 3 - Installed | 2023-11-09 | 2023-11-17 | 2024-02-09 | 16092 | 3218.4 | HAVASU SOLAR | Purchase
UNSEDG-10264 | 86406 | PV (Photovoltaic) | 14.8 | 24772 | Residential | Non-Incentive | 3 - Installed | 2023-11-09 | 2023-11-17 | 2024-01-12 | 75600 | 15120 | HAVASU SOLAR | Lease
UNSEDG-10265 | 86403 | PV (Photovoltaic) | 6 | 11018 | Residential | Non-Incentive | 3 - Installed | 2023-11-09 | 2023-11-17 | 2024-01-22 | 15450 | 3090 | HAVASU SOLAR | Purchase
UNSEDG-10269 | 86406 | PV (Photovoltaic) | 15.015 | 26021 | Residential | Non-Incentive | 3 - Installed | 2023-11-09 | 2023-11-17 | 2024-04-19 | 105475.72 | 2500 | Freedom Forever | Lease
UNSEDG-10266 | 86406 | PV (Photovoltaic) | 9.2 | 14476 | Residential | Non-Incentive | 3 - Installed | 2023-11-09 | 2023-11-20 | 2024-02-12 | 52428 | 10485.6 | HAVASU SOLAR | Purchase
UNSEDG-10267 | 86401 | PV (Photovoltaic) | 6 | 10001 | Residential | Non-Incentive | 3 - Installed | 2023-11-09 | 2023-11-17 | 2024-02-27 | 15000 | 3000 | HAVASU SOLAR | Purchase
UNSEDG-10400 | 86404 | PV (Photovoltaic) | 9.2 | 15731 | Residential | Non-Incentive | 3 - Installed | 2023-11-27 | 2023-12-05 | 2024-01-12 | 48504 | 9700.8 | HAVASU SOKAR | Lease
UNSEDG-10268 | 86404 | PV (Photovoltaic) | 10 | 18603 | Residential | Non-Incentive | 3 - Installed | 2023-11-09 | 2023-11-20 | 2024-03-07 | 52428 | 10485.6 | HAVASU SOLAR | Lease
UNSEDG-10291 | 86409 | PV (Photovoltaic) | 7.2 | 13839 | Residential | Non-Incentive | 3 - Installed | 2023-11-13 | 2023-11-20 | 2023-12-22 | 19000 | 2000 | Angle Solar | Purchase
UNSEDG-10389 | 86404 | PV (Photovoltaic) | 8 | 15191 | Residential | Non-Incentive | 3 - Installed | 2023-11-22 | 2023-11-29 | 2024-04-11 | 38376 | 955.2 | HAVASU SOLAR | Lease
UNSEDG-10270 | 86409 | PV (Photovoltaic) | 4.675 | 8137 | Residential | Non-Incentive | 3 - Installed | 2023-11-10 | 2023-11-17 | 2024-01-15 | 13722.5 | 2000 | Our World Energy | Purchase
UNSEDG-10271 | 86409 | PV (Photovoltaic) | 6.48 | 10670 | Residential | Non-Incentive | 3 - Installed | 2023-11-10 | 2023-11-17 | 2024-04-18 | 44369.76 | 2000 | Our World Energy | Lease
UNSEDG-10272 | 86409 | PV (Photovoltaic) | 7.65 | 12866 | Residential | Non-Incentive | 3 - Installed | 2023-11-10 | 2023-11-17 | 2024-01-03 | 53135.4 | 2000 | Our World Energy | Lease
UNSEDG-10273 | 86413 | PV (Photovoltaic) | 7.65 | 14849 | Residential | Non-Incentive | 3 - Installed | 2023-11-10 | 2023-11-17 | 2024-02-21 | 42246 | 2000 | Our World Energy | Lease
UNSEDG-10274 | 86401 | PV (Photovoltaic) | 9.35 | 16393 | Residential | Non-Incentive | 3 - Installed | 2023-11-10 | 2024-01-24 | 2024-02-20 | 59231.04 | 2000 | Our World Energy | Lease
UNSEDG-10275 | 86404 | PV (Photovoltaic) | 12 | 20739 | Residential | Non-Incentive | 3 - Installed | 2023-11-10 | 2023-11-20 | 2024-01-08 | 77970 | 15594 | HAVASU SOLAR | Lease
UNSEDG-10278 | 86409 | PV (Photovoltaic) | 3.645 | 6107 | Residential | Non-Incentive | 3 - Installed | 2023-11-10 | 2023-11-20 | 2024-04-03 | 26353.08 | 2000 | Our World Energy | Lease
UNSEDG-10281 | 86404 | PV (Photovoltaic) | 21.45 | 38353 | Residential | Non-Incentive | 3 - Installed | 2023-11-13 | 2023-11-20 | 2024-09-10 | 63640.23 | 12728.05 | ESMAY ELECTRIC, INC. | Purchase
UNSEDG-10280 | 86409 | PV (Photovoltaic) | 12.325 | 22634 | Residential | Non-Incentive | 3 - Installed | 2023-11-13 | 2023-11-17 | 2024-02-01 | 39525 | 2000 | Our World Energy | Purchase
UNSEDG-10284 | 86444 | PV (Photovoltaic) | 12.75 | 22347 | Residential | Non-Incentive | 3 - Installed | 2023-11-13 | 2023-11-20 | 2024-03-14 | 59028.31 | 2000 | Our World Energy | Purchase
UNSEDG-10285 | 86409 | PV (Photovoltaic) | 4.25 | 7533 | Residential | Non-Incentive | 3 - Installed | 2023-11-13 | 2023-11-20 | 2024-01-12 | 27959.16 | 2000 | Our World Energy | Lease
UNSEDG-10286 | 86401 | PV (Photovoltaic) | 6.375 | 11395 | Residential | Non-Incentive | 3 - Installed | 2023-11-13 | 2023-11-20 | 2024-04-03 | 33932.67 | 2000 | Our World Energy | Purchase
UNSEDG-10508 | 85646 | PV (Photovoltaic) | 9.315 | 17449 | Residential | Non-Incentive | 3 - Installed | 2023-12-07 | 2024-02-06 | 2024-04-19 | 35549.76 | 7109.95 | Net Zero Solar LLC | Purchase
UNSEDG-10289 | 86401 | PV (Photovoltaic) | 9.775 | 16515 | Residential | Non-Incentive | 3 - Installed | 2023-11-13 | 2023-11-20 | 2024-02-05 | 45724.94 | 2000 | Our World Energy | Purchase
UNSEDG-10290 | 86403 | PV (Photovoltaic) | 17.28 | 30435 | Residential | Non-Incentive | 3 - Installed | 2023-11-13 | 2023-11-20 | 2023-12-27 | 51276 | 10255.2 | ESMAY ELECTRIC, INC. | Purchase
UNSEDG-10305 | 86401 | PV (Photovoltaic) | 4.345 | 8460 | Residential | Non-Incentive | 3 - Installed | 2023-11-14 | 2023-11-20 | 2024-01-05 | 17000 | 1000 | Angle Solar | Purchase
UNSEDG-10292 | 86406 | PV (Photovoltaic) | 13.64 | 24638 | Residential | Non-Incentive | 3 - Installed | 2023-11-13 | 2023-11-20 | 2024-03-04 | 44330 | 8866 | ESMAY ELECTRIC, INC. | Lease
UNSEDG-10293 | 85648 | PV (Photovoltaic) | 4.25 | 6680 | Residential | Non-Incentive | 3 - Installed | 2023-11-13 | 2023-11-20 | 2024-02-05 | 23343.63 | 2000 | Our World Energy | Purchase
UNSEDG-10295 | 86409 | PV (Photovoltaic) | 4.675 | 8447 | Residential | Non-Incentive | 3 - Installed | 2023-11-14 | 2023-11-22 | 2024-03-19 | 31115.28 | 2000 | Our World Energy | Lease
UNSEDG-10294 | 86409 | PV (Photovoltaic) | 7.505 | 14066 | Residential | Non-Incentive | 3 - Installed | 2023-11-14 | 2023-12-21 | 2024-03-12 | 50000 | 2500 | VECTOR ENERGY LLC DBA FUSION POWER CO | Purchase
UNSEDG-10296 | 86401 | PV (Photovoltaic) | 10.625 | 19374 | Residential | Non-Incentive | 3 - Installed | 2023-11-14 | 2023-11-20 | 2024-03-04 | 62421.12 | 2000 | Our World Energy | Lease
UNSEDG-10297 | 86409 | PV (Photovoltaic) | 4.675 | 8893 | Residential | Non-Incentive | 3 - Installed | 2023-11-14 | 2023-11-20 | 2024-03-19 | 33370.32 | 2000 | Our World Energy | Lease
UNSEDG-10429 | 86409 | PV (Photovoltaic) | 6.8 | 13068 | Residential | Non-Incentive | 3 - Installed | 2023-11-30 | 2023-12-08 | 2024-04-17 | 47903.04 | 2000 | Our World Energy | Lease
UNSEDG-10298 | 86413 | PV (Photovoltaic) | 5.95 | 10084 | Residential | Non-Incentive | 3 - Installed | 2023-11-14 | 2023-11-20 | 2024-03-12 | 40176 | 2000 | Our World Energy | Lease
UNSEDG-10512 | 86406 | PV (Photovoltaic) | 15.785 | 29843 | Residential | Non-Incentive | 3 - Installed | 2023-12-07 | 2023-12-20 | 2024-03-25 | 40541 | 10000 | Mohave Solar | Purchase
UNSEDG-10513 | 86403 | PV (Photovoltaic) | 15.015 | 28387 | Residential | Non-Incentive | 3 - Installed | 2023-12-07 | 2023-12-19 | 2024-03-04 | 43500 | 10000 | Mohave Solar | Purchase
UNSEDG-10299 | 86409 | PV (Photovoltaic) | 4.86 | 8220 | Residential | Non-Incentive | 3 - Installed | 2023-11-14 | 2023-11-20 | 2024-02-12 | 31329.84 | 2000 | Our World Energy | Lease
UNSEDG-10300 | 86403 | PV (Photovoltaic) | 13.2 | 23694 | Residential | Non-Incentive | 3 - Installed | 2023-11-14 | 2023-11-20 | 2024-06-07 | 44520 | 8904 | ESMAY ELECTRIC, INC. | Lease
UNSEDG-10306 | 85648 | PV (Photovoltaic) | 6.97 | 12930 | Residential | Non-Incentive | 3 - Installed | 2023-11-14 | 2023-11-21 | 2024-01-15 | 20700 | 6210 | SAGUARO SOLAR ELECTRIC | Purchase
UNSEDG-10301 | 86409 | PV (Photovoltaic) | 6.8 | 12083 | Residential | Non-Incentive | 3 - Installed | 2023-11-14 | 2023-11-20 | 2024-05-07 | 48539.04 | 2000 | Our World Energy | Lease
UNSEDG-10303 | 86401 | PV (Photovoltaic) | 8.5 | 15812 | Residential | Non-Incentive | 3 - Installed | 2023-11-14 | 2023-11-20 | 2024-01-09 | 54593.28 | 2000 | Our World Energy | Lease
UNSEDG-10302 | 86413 | PV (Photovoltaic) | 10.625 | 18178 | Residential | Non-Incentive | 3 - Installed | 2023-11-14 | 2023-11-20 | 2024-03-06 | 68647.2 | 2000 | Our World Energy | Lease
UNSEDG-10307 | 86413 | PV (Photovoltaic) | 6.8 | 13191 | Residential | Non-Incentive | 3 - Installed | 2023-11-14 | 2023-11-20 | 2024-02-16 | 45600 | 2000 | Our World Energy | Lease
UNSEDG-10309 | 86409 | PV (Photovoltaic) | 6.375 | 11429 | Residential | Non-Incentive | 3 - Installed | 2023-11-15 | 2023-11-20 | 2024-03-13 | 42559.44 | 2000 | Our World Energy | Lease
UNSEDG-10310 | 86413 | PV (Photovoltaic) | 5.1 | 9270 | Residential | Non-Incentive | 3 - Installed | 2023-11-15 | 2023-11-20 | 2024-02-21 | 34809.36 | 2000 | Our World Energy | Lease
UNSEDG-10311 | 86409 | PV (Photovoltaic) | 6.8 | 11740 | Residential | Non-Incentive | 3 - Installed | 2023-11-15 | 2023-11-20 | 2024-04-04 | 44488.32 | 2000 | Our World Energy | Lease
UNSEDG-10313 | 86413 | PV (Photovoltaic) | 11.05 | 21090 | Residential | Non-Incentive | 3 - Installed | 2023-11-15 | 2023-12-01 | 2024-06-05 | 59219.59 | 2000 | Our World Energy | Purchase
UNSEDG-10314 | 86404 | PV (Photovoltaic) | 16.8 | 31443 | Residential | Non-Incentive | 3 - Installed | 2023-11-15 | 2023-11-20 | 2024-01-12 | 98643 | 19728.6 | HAVASU SOLAR | Lease
UNSEDG-10315 | 86403 | PV (Photovoltaic) | 4.92 | 8812 | Residential | Non-Incentive | 3 - Installed | 2023-11-15 | 2023-11-20 | 2024-02-09 | 34500 | 6900 | HAVASU SOLAR | Lease
UNSEDG-10316 | 86404 | PV (Photovoltaic) | 18 | 34162 | Residential | Non-Incentive | 3 - Installed | 2023-11-15 | 2023-12-05 | 2024-01-19 | 89181 | 17836.2 | HAVASU SOLAR | Lease
UNSEDG-10317 | 86413 | PV (Photovoltaic) | 6 | 11300 | Residential | Non-Incentive | 3 - Installed | 2023-11-15 | 2023-11-21 | 2023-11-22 | 32032 | 2000 | Our World Energy | Purchase
UNSEDG-10318 | 86413 | PV (Photovoltaic) | 6.8 | 11655 | Residential | Non-Incentive | 3 - Installed | 2023-11-15 | 2023-11-21 | 2024-03-13 | 32339 | 2000 | Our World Energy | Purchase
UNSEDG-10320 | 86413 | PV (Photovoltaic) | 5.1 | 9272 | Residential | Non-Incentive | 3 - Installed | 2023-11-15 | 2023-11-21 | 2024-05-06 | 41424.48 | 2000 | Our World Energy | Lease
UNSEDG-10321 | 86413 | PV (Photovoltaic) | 15.3 | 28310 | Residential | Non-Incentive | 3 - Installed | 2023-11-15 | 2023-11-21 | 2024-04-11 | 113946 | 2000 | Our World Energy | Lease
UNSEDG-10322 | 86409 | PV (Photovoltaic) | 5.1 | 9302 | Residential | Non-Incentive | 3 - Installed | 2023-11-16 | 2023-11-21 | 2024-02-19 | 31844.88 | 2000 | Our World Energy | Lease
UNSEDG-10324 | 86413 | PV (Photovoltaic) | 14.875 | 26355 | Residential | Non-Incentive | 3 - Installed | 2023-11-16 | 2023-11-21 | 2024-02-21 | 80295.72 | 2000 | Our World Energy | Lease
UNSEDG-10326 | 86413 | PV (Photovoltaic) | 16.575 | 27903 | Residential | Non-Incentive | 3 - Installed | 2023-11-16 | 2023-11-21 | 2024-02-07 | 110071.32 | 2000 | Our World Energy | Lease
UNSEDG-10327 | 86409 | PV (Photovoltaic) | 2.975 | 5283 | Residential | Non-Incentive | 3 - Installed | 2023-11-16 | 2023-11-21 | 2024-01-24 | 21705.36 | 2000 | Our World Energy | Lease
UNSEDG-10328 | 86409 | PV (Photovoltaic) | 5.95 | 9990 | Residential | Non-Incentive | 3 - Installed | 2023-11-16 | 2023-11-21 | 2024-05-22 | 34500 | 2000 | Our World Energy | Lease
UNSEDG-10329 | 86403 | PV (Photovoltaic) | 11.935 | 17551 | Residential | Non-Incentive | 3 - Installed | 2023-11-16 | 2023-11-21 | 2024-02-19 | 65803.24 | 2500 | Freedom Forever INC | Lease
UNSEDG-10330 | 86409 | PV (Photovoltaic) | 11.475 | 19294 | Residential | Non-Incentive | 3 - Installed | 2023-11-16 | 2023-11-21 | 2024-01-24 | 76680.12 | 2000 | Our World Energy | Lease
UNSEDG-10331 | 86409 | PV (Photovoltaic) | 6.375 | 10690 | Residential | Non-Incentive | 3 - Installed | 2023-11-16 | 2023-11-21 | 2024-02-23 | 38010.96 | 2000 | Our World Energy | Lease
UNSEDG-10332 | 86413 | PV (Photovoltaic) | 10.625 | 20416 | Residential | Non-Incentive | 3 - Installed | 2023-11-16 | 2023-11-21 | 2024-02-14 | 68999.28 | 2000 | Our World Energy | Lease
UNSEDG-10335 | 86409 | PV (Photovoltaic) | 8.075 | 14540 | Residential | Non-Incentive | 3 - Installed | 2023-11-16 | 2023-12-14 | 2024-03-05 | 44877.72 | 2000 | Our World Energy | Lease
UNSEDG-10334 | 86409 | PV (Photovoltaic) | 8.5 | 15901 | Residential | Non-Incentive | 3 - Installed | 2023-11-16 | 2023-11-21 | 2024-02-27 | 53487.24 | 2000 | Our World Energy | Lease
UNSEDG-10336 | 86409 | PV (Photovoltaic) | 5.67 | 10624 | Residential | Non-Incentive | 3 - Installed | 2023-11-16 | 2023-11-21 | 2024-02-20 | 39067.32 | 2000 | Our World Energy | Lease
UNSEDG-10338 | 86413 | PV (Photovoltaic) | 6.8 | 11337 | Residential | Non-Incentive | 3 - Installed | 2023-11-16 | 2023-11-21 | 2024-03-13 | 42919.68 | 2000 | Our World Energy | Lease
UNSEDG-10339 | 86401 | PV (Photovoltaic) | 15.75 | 26450 | Residential | Non-Incentive | 3 - Installed | 2023-11-16 | 2023-11-16 | 2024-04-04 | 92876 | 2000 | Our World Energy | Purchase
UNSEDG-10340 | 86413 | PV (Photovoltaic) | 7.225 | 13369 | Residential | Non-Incentive | 3 - Installed | 2023-11-16 | 2023-11-16 | 2024-04-10 | 60042 | 2000 | Our World Energy | Lease
UNSEDG-10343 | 86409 | PV (Photovoltaic) | 8.925 | 15735 | Residential | Non-Incentive | 3 - Installed | 2023-11-16 | 2023-11-21 | 2024-04-17 | 60380.4 | 2000 | Our World Energy | Lease
UNSEDG-10345 | 86404 | PV (Photovoltaic) | 13.32 | 21305 | Residential | Non-Incentive | 3 - Installed | 2023-11-16 | 2023-11-21 | 2024-01-04 | 42294 | 8458.8 | ESMAY ELECTRIC, INC. | Purchase
UNSEDG-10346 | 86413 | PV (Photovoltaic) | 13.6 | 24851 | Residential | Non-Incentive | 3 - Installed | 2023-11-16 | 2023-11-21 | 2024-02-21 | 86001.12 | 2000 | Our World Energy | Lease
UNSEDG-10347 | 86404 | PV (Photovoltaic) | 18.755 | 33718 | Residential | Non-Incentive | 3 - Installed | 2023-11-16 | 2023-12-11 | 2024-02-01 | 85500 | 17100 | HAVASU SOLAR | Lease
UNSEDG-10348 | 86404 | PV (Photovoltaic) | 12.71 | 19954 | Residential | Non-Incentive | 3 - Installed | 2023-11-16 | 2023-11-21 | 2024-02-16 | 72069 | 14413.8 | HAVASU SOLAR | Lease
UNSEDG-10349 | 86403 | PV (Photovoltaic) | 11.2 | 18013 | Residential | Non-Incentive | 3 - Installed | 2023-11-16 | 2023-11-21 | 2024-02-08 | 63438 | 12687.6 | HAVASU SOLAR | Lease
UNSEDG-10376 | 86401 | PV (Photovoltaic) | 4.455 | 8579 | Residential | Non-Incentive | 3 - Installed | 2023-11-20 | 2023-11-27 | 2024-01-29 | 15910.71 | 0 | TML International LLC | Purchase
UNSEDG-10351 | 86413 | PV (Photovoltaic) | 16.575 | 28363 | Residential | Non-Incentive | 3 - Installed | 2023-11-17 | 2023-11-21 | 2024-04-11 | 94737.48 | 2000 | Our World Energy | Lease
UNSEDG-10352 | 86401 | PV (Photovoltaic) | 10.4 | 17817 | Residential | Non-Incentive | 3 - Installed | 2023-11-17 | 2023-11-21 | 2024-02-09 | 18500 | 3700 | HAVASU SOLAR | Purchase
UNSEDG-10354 | 86413 | PV (Photovoltaic) | 5.1 | 9829 | Residential | Non-Incentive | 3 - Installed | 2023-11-17 | 2023-11-21 | 2024-03-07 | 33812.4 | 2000 | Our World Energy | Lease
UNSEDG-10356 | 86406 | PV (Photovoltaic) | 16.4 | 26486 | Residential | Non-Incentive | 3 - Installed | 2023-11-17 | 2023-11-21 | 2024-03-14 | 102813 | 20562.6 | HAVASU SOLAR | Lease
UNSEDG-10358 | 86413 | PV (Photovoltaic) | 11.9 | 20288 | Residential | Non-Incentive | 3 - Installed | 2023-11-17 | 2023-11-21 | 2024-03-12 | 71987.16 | 2000 | Our World Energy | Lease
UNSEDG-10360 | 86403 | PV (Photovoltaic) | 9.6 | 18146 | Residential | Non-Incentive | 3 - Installed | 2023-11-17 | 2023-11-28 | 2024-03-18 | 24000 | 4800 | HAVASU SOLAR | Purchase
UNSEDG-10361 | 85648 | PV (Photovoltaic) | 8.91 | 14453 | Residential | Non-Incentive | 3 - Installed | 2023-11-17 | 2023-11-21 | 2024-02-16 | 52583.16 | 2000 | Our World Energy | Lease
UNSEDG-10424 | 86406 | PV (Photovoltaic) | 7.695 | 14211 | Residential | Non-Incentive | 3 - Installed | 2023-11-29 | 2023-11-30 | 2024-04-22 | 36802.17 | 0 | TML International LLC | Purchase
UNSEDG-10363 | 86404 | PV (Photovoltaic) | 12 | 22609 | Residential | Non-Incentive | 3 - Installed | 2023-11-17 | 2023-11-27 | 2024-02-16 | 35690 | 7138 | HAVASU SOLAR | Purchase
UNSEDG-10364 | 85646 | PV (Photovoltaic) | 6.715 | 12266 | Residential | Non-Incentive | 3 - Installed | 2023-11-20 | 2023-12-13 | 2024-02-16 | 22936.35 | 2500 | VECTOR ENERGY LLC DBA FUSION POWER CO | Lease
UNSEDG-10366 | 86404 | PV (Photovoltaic) | 12.96 | 19293 | Residential | Non-Incentive | 3 - Installed | 2023-11-20 | 2023-12-27 | 2024-03-21 | 47912 | 34992 | RDX Power, LLC | Purchase
UNSEDG-10369 | 86409 | PV (Photovoltaic) | 6.375 | 11352 | Residential | Non-Incentive | 3 - Installed | 2023-11-20 | 2023-12-21 | 2024-03-22 | 46594.2 | 2000 | Our World Energy | Lease
UNSEDG-10367 | 86406 | PV (Photovoltaic) | 8.2 | 14365 | Residential | Non-Incentive | 3 - Installed | 2023-11-20 | 2023-11-21 | 2024-01-29 | 20500 | 4100 | HAVASU SOLAR | Purchase
UNSEDG-10370 | 86403 | PV (Photovoltaic) | 13.12 | 21880 | Residential | Non-Incentive | 3 - Installed | 2023-11-20 | 2023-11-21 | 2024-01-10 | 35500 | 7100 | HAVASU SOLAR | Purchase
UNSEDG-10374 | 86406 | PV (Photovoltaic) | 19.845 | 35594 | Residential | Non-Incentive | 3 - Installed | 2023-11-20 | 2023-12-14 | 2024-01-19 | 98823.96 | 49411.98 | Solarships Installation Services LLC | Lease
UNSEDG-10371 | 86403 | PV (Photovoltaic) | 6 | 10592 | Residential | Non-Incentive | 3 - Installed | 2023-11-20 | 2023-11-21 | 2024-01-08 | 15000 | 3000 | HAVASU SOLAR | Purchase
UNSEDG-10372 | 86403 | PV (Photovoltaic) | 18.095 | 27413 | Residential | Non-Incentive | 3 - Installed | 2023-11-20 | 2023-11-21 | 2024-04-02 | 75301.84 | 2500 | Freedom Forever INC | Lease
UNSEDG-10373 | 86406 | PV (Photovoltaic) | 13.6 | 23368 | Residential | Non-Incentive | 3 - Installed | 2023-11-20 | 2023-11-21 | 2024-01-29 | 36400 | 7280 | HAVASU SOLAR | Purchase
UNSEDG-10377 | 86401 | PV (Photovoltaic) | 8.925 | 17356 | Residential | Non-Incentive | 3 - Installed | 2023-11-20 | 2023-11-21 | 2024-01-08 | 57629.28 | 2000 | Our World Energy | Lease
UNSEDG-10379 | 86413 | PV (Photovoltaic) | 9.35 | 16398 | Residential | Non-Incentive | 3 - Installed | 2023-11-21 | 2023-11-21 | 2024-03-06 | 63573 | 2000 | Our World Energy | Lease
UNSEDG-10380 | 86409 | PV (Photovoltaic) | 6.8 | 11682 | Residential | Non-Incentive | 3 - Installed | 2023-11-21 | 2023-11-27 | 2024-02-02 | 45081 | 2000 | Our World Energy | Lease
UNSEDG-10434 | 86404 | PV (Photovoltaic) | 14.4 | 26522 | Residential | Non-Incentive | 3 - Installed | 2023-11-30 | 2023-12-12 | 2024-02-16 | 882443 | 16488.6 | HAVASU SOLAR | Lease
UNSEDG-10383 | 86413 | PV (Photovoltaic) | 15.39 | 27394 | Residential | Non-Incentive | 3 - Installed | 2023-11-21 | 2023-11-21 | 2024-02-21 | 89447.76 | 2000 | Our World Energy | Lease
UNSEDG-10384 | 86401 | PV (Photovoltaic) | 6.8 | 12967 | Residential | Non-Incentive | 3 - Installed | 2023-11-21 | 2023-11-21 | 2024-02-20 | 45122.76 | 2000 | Our World Energy | Lease
UNSEDG-10460 | 86401 | PV (Photovoltaic) | 5.135 | 9901 | Residential | Non-Incentive | 3 - Installed | 2023-12-04 | 2023-12-13 | 2024-01-12 | 17000 | 1000 | Angle Solar | Purchase
UNSEDG-10426 | 86401 | PV (Photovoltaic) | 6.4 | 12343 | Residential | Non-Incentive | 3 - Installed | 2023-11-30 | 2023-12-13 | 2024-02-02 | 18000 | 1000 | Angle Solar | Purchase
UNSEDG-10387 | 86409 | PV (Photovoltaic) | 6.48 | 10912 | Residential | Non-Incentive | 3 - Installed | 2023-11-22 | 2024-05-02 | 2024-06-04 | 41536.2 | 2000 | Our World Energy | Lease
UNSEDG-10538 | 86406 | PV (Photovoltaic) | 10.01 | 18925 | Residential | Non-Incentive | 3 - Installed | 2023-12-11 | 2023-12-19 | 2024-02-21 | 30000 | 10000 | Mohave Solar | Purchase
UNSEDG-10388 | 86406 | PV (Photovoltaic) | 16 | 28624 | Residential | Non-Incentive | 3 - Installed | 2023-11-22 | 2023-11-27 | 2024-03-12 | 41170 | 8234 | HAVASU SOLAR | Purchase
UNSEDG-10427 | 85648 | PV (Photovoltaic) | 6.8 | 11874 | Residential | Non-Incentive | 3 - Installed | 2023-11-30 | 2023-11-30 | 2024-03-25 | 74946.15 | 14989.23 | MONA LEE SOLAR CA LLC | Purchase
UNSEDG-10390 | 86413 | PV (Photovoltaic) | 11.06 | 20044 | Residential | Non-Incentive | 3 - Installed | 2023-11-22 | 2024-02-01 | 2024-02-27 | 37400 | 400 | Sunup America | Purchase
UNSEDG-10428 | 85648 | PV (Photovoltaic) | 6.4 | 9801 | Residential | Non-Incentive | 3 - Installed | 2023-11-30 | 2024-01-09 | 2024-03-25 | 74946.15 | 14989.23 | MONA LEE SOLAR CA LLC | Purchase
UNSEDG-10392 | 86406 | PV (Photovoltaic) | 14.04 | 24343 | Residential | Non-Incentive | 3 - Installed | 2023-11-22 | 2023-11-27 | 2024-01-19 | 44718 | 8943.6 | ESMAY ELECTRIC, INC. | Purchase
UNSEDG-10393 | 86404 | PV (Photovoltaic) | 26.8 | 40266 | Residential | Non-Incentive | 3 - Installed | 2023-11-22 | 2023-12-05 | 2024-01-26 | 132981 | 26596.2 | HAVASU SOLAR | Lease
UNSEDG-10394 | 86404 | PV (Photovoltaic) | 10.125 | 18472 | Residential | Non-Incentive | 3 - Installed | 2023-11-24 | 2023-11-28 | 2024-04-18 | 37623.63 | 0 | TML International LLC | Purchase
UNSEDG-10395 | 85621 | PV (Photovoltaic) | 4.25 | 7430 | Residential | Non-Incentive | 3 - Installed | 2023-11-27 | 2023-11-28 | 2024-06-17 | 21884.6 | 2000 | Our World Energy | Purchase
UNSEDG-10396 | 86409 | PV (Photovoltaic) | 4.74 | 8602 | Residential | Non-Incentive | 3 - Installed | 2023-11-27 | 2023-12-21 | 2024-03-01 | 24554 | 554 | Sunup America | Purchase
UNSEDG-10397 | 86401 | PV (Photovoltaic) | 5.33 | 10028 | Residential | Non-Incentive | 3 - Installed | 2023-11-27 | 2023-11-28 | 2024-03-26 | 33975.6 | 6795.12 | HAVASU SOLAR | Lease
UNSEDG-10398 | 86404 | PV (Photovoltaic) | 8 | 15191 | Residential | Non-Incentive | 3 - Installed | 2023-11-27 | 2023-11-28 | 2024-02-22 | 51066 | 10213.2 | HAVASU SOLAR | Lease
UNSEDG-10399 | 86404 | PV (Photovoltaic) | 10 | 18858 | Residential | Non-Incentive | 3 - Installed | 2023-11-27 | 2023-11-28 | 2024-01-26 | 57693 | 11538.6 | HAVASU SOLAR | Lease
UNSEDG-10402 | 86409 | PV (Photovoltaic) | 5.265 | 8962 | Residential | Non-Incentive | 3 - Installed | 2023-11-28 | 2023-11-28 | 2024-03-06 | 31401 | 2000 | Our World Energy | Lease
UNSEDG-10403 | 85621 | PV (Photovoltaic) | 4.25 | 7488 | Residential | Non-Incentive | 3 - Installed | 2023-11-28 | 2023-11-28 | 2024-04-17 | 25896.84 | 2000 | Our World Energy | Purchase
UNSEDG-10406 | 86406 | PV (Photovoltaic) | 10.4 | 18077 | Residential | Non-Incentive | 3 - Installed | 2023-11-28 | 2023-11-29 | 2024-04-04 | 30132 | 0 | DYNAMIC SOLAR AND ELECTRICAL LLC | Purchase
UNSEDG-10405 | 86404 |  | 3.6 | 5298 | Residential | Non-Incentive | 3 - Installed | 2023-11-28 | 2023-12-11 | 2024-02-21 | 19860 | 3972 | HAVASU SOLAR | Purchase
UNSEDG-10408 | 86444 | PV (Photovoltaic) | 10.8 | 18273 | Residential | Non-Incentive | 3 - Installed | 2023-11-28 | 2023-12-27 | 2024-02-09 | 57984 | 984 | Sunup America | Purchase
UNSEDG-10407 | 86403 |  | 5.2 | 7344 | Residential | Non-Incentive | 3 - Installed | 2023-11-28 | 2023-12-11 | 2024-01-19 | 35977.2 | 7195.44 | HAVASU SOLAR | Lease
UNSEDG-10409 | 86409 | PV (Photovoltaic) | 6.8 | 11390 | Residential | Non-Incentive | 3 - Installed | 2023-11-28 | 2023-12-21 | 2024-02-13 | 26250 | 250 | Sunup America | Purchase
UNSEDG-10411 | 85646 | PV (Photovoltaic) | 15.6 | 27147 | Residential | Non-Incentive | 3 - Installed | 2023-11-28 | 2023-12-13 | 2023-12-27 | 51122.8 | 35785.96 | Tesla Energy Operations. Inc. | Purchase
UNSEDG-10410 | 86409 | PV (Photovoltaic) | 19.355 | 36954 | Residential | Non-Incentive | 3 - Installed | 2023-11-28 | 2024-01-25 | 2024-07-19 | 67000 | 1000 | Sunup America | Purchase
UNSEDG-10416 | 85648 | PV (Photovoltaic) | 17.71 | 32616 | Residential | Non-Incentive | 3 - Installed | 2023-11-29 | 2023-12-05 | 2024-03-19 | 76153 | 22845.9 | SAGUARO SOLAR ELECTRIC | Purchase
UNSEDG-10412 | 86409 | PV (Photovoltaic) | 7.9 | 13584 | Residential | Non-Incentive | 3 - Installed | 2023-11-28 | 2023-12-21 | 2024-03-07 | 32700 | 700 | Sunup America | Purchase
UNSEDG-10413 | 85648 | PV (Photovoltaic) | 6.4 | 11606 | Residential | Non-Incentive | 3 - Installed | 2023-11-28 | 2023-12-04 | 2024-05-09 | 69702.81 | 702.81 | VALLEY CONTRACTING SERVICES LLC | Purchase
UNSEDG-10414 | 86409 | PV (Photovoltaic) | 7.65 | 12902 | Residential | Non-Incentive | 3 - Installed | 2024-09-23 | 2024-02-29 | 2024-09-18 | 57300 | 2000 | Our World Energy | Lease
UNSEDG-10415 | 86406 | PV (Photovoltaic) | 10.8 | 18253 | Residential | Non-Incentive | 3 - Installed | 2023-11-29 | 2023-12-04 | 2024-01-22 | 29650 | 5930 | HAVASU SOLAR | Purchase
UNSEDG-10658 | 86401 | PV (Photovoltaic) | 3.645 | 6095 | Residential | Non-Incentive | 3 - Installed | 2023-12-26 | 2023-12-28 | 2024-03-19 | 30847.56 | 2000 | Our World Energy | Lease
UNSEDG-10420 | 85624 | PV (Photovoltaic) | 13.53 | 25490 | Residential | Non-Incentive | 3 - Installed | 2023-11-29 | 2023-12-22 | 2024-08-27 | 52816.5 | 5412 | PurSolar & Electrical | Purchase
UNSEDG-10495 | 86404 | PV (Photovoltaic) | 15.2 | 28730 | Residential | Non-Incentive | 3 - Installed | 2023-12-06 | 2023-12-14 | 2024-02-08 | 39000 | 10000 | Mohave Solar | Purchase
UNSEDG-10496 | 86406 | PV (Photovoltaic) | 8.36 | 15801 | Residential | Non-Incentive | 3 - Installed | 2023-12-06 | 2023-12-14 | 2024-01-29 | 22000 | 10000 | Mohave Solar | Purchase
UNSEDG-10419 | 86403 |  | 6.4 | 11720 | Residential | Non-Incentive | 3 - Installed | 2023-11-29 | 2023-12-11 | 2024-01-19 | 19100 | 3820 | HAVASU SOLAR | Purchase
UNSEDG-10421 | 86406 | PV (Photovoltaic) | 11.2 | 18509 | Residential | Non-Incentive | 3 - Installed | 2024-01-09 | 2024-01-12 | 2024-04-09 | 77142 | 15428.4 | HAVASU SOLAR | Purchase
UNSEDG-10422 | 86403 | PV (Photovoltaic) | 10 | 18610 | Residential | Non-Incentive | 3 - Installed | 2023-11-29 | 2023-12-11 | 2024-02-16 | 28736 | 5747.2 | HAVASU SOLAR | Purchase
UNSEDG-10499 | 86403 | PV (Photovoltaic) | 8 | 14714 | Residential | Non-Incentive | 3 - Installed | 2023-12-06 | 2023-12-20 | 2024-04-18 | 20000 | 8000 | Mohave Solar | Purchase
UNSEDG-10441 | 86404 | PV (Photovoltaic) | 9.24 | 15040 | Residential | Non-Incentive | 3 - Installed | 2023-12-01 | 2023-12-12 | 2024-04-02 | 53735.32 | 2500 | Freedom Forever INC | Lease
UNSEDG-10498 | 86403 | PV (Photovoltaic) | 12 | 22071 | Residential | Non-Incentive | 3 - Installed | 2023-12-06 | 2023-12-11 | 2024-04-18 | 30000 | 10000 | Mohave Solar | Purchase
UNSEDG-10505 | 86403 | PV (Photovoltaic) | 24.64 | 46584 | Residential | Non-Incentive | 3 - Installed | 2023-12-07 | 2024-01-03 | 2024-02-05 | 60000 | 10000 | Mohave Solar | Purchase
UNSEDG-10425 | 86406 |  | 17.2 | 30487 | Residential | Non-Incentive | 3 - Installed | 2023-11-30 | 2023-12-11 | 2024-02-23 | 74040 | 14808 | HAVASU SOLAR | Purchase
UNSEDG-10494 | 86403 | PV (Photovoltaic) | 13.3 | 25139 | Residential | Non-Incentive | 3 - Installed | 2023-12-06 | 2023-12-14 | 2024-01-11 | 29640 | 10000 | Mohave Solar | Purchase
UNSEDG-10445 | 86401 | PV (Photovoltaic) | 6.97 | 13544 | Residential | Non-Incentive | 3 - Installed | 2023-12-01 | 2023-12-19 | 2024-02-02 | 37101 | 4000 | Southwest Electric Inc | Lease
UNSEDG-10570 | 86409 | PV (Photovoltaic) | 8.075 | 13685 | Residential | Non-Incentive | 3 - Installed | 2023-12-13 | 2024-01-12 | 2024-04-01 | 53643.84 | 20000 | Our World Energy | Lease
UNSEDG-10430 | 86404 | PV (Photovoltaic) | 4.8 | 7670 | Residential | Non-Incentive | 3 - Installed | 2023-11-30 | 2023-12-12 | 2024-01-26 | 25103 | 5020.6 | HAVASU SOLAR | Purchase
UNSEDG-10431 | 86403 | PV (Photovoltaic) | 7.2 | 13071 | Residential | Non-Incentive | 3 - Installed | 2023-11-30 | 2023-12-13 | 2024-01-26 | 20520 | 4104 | HAVASU SOLAR | Purchase
UNSEDG-10527 | 86404 | PV (Photovoltaic) | 9.2 | 17321 | Residential | Non-Incentive | 3 - Installed | 2023-12-08 | 2023-12-19 | 2024-01-29 | 56379 | 11275.8 | HAVASU SOLAR | Lease
UNSEDG-10432 | 86404 | PV (Photovoltaic) | 17.22 | 30444 | Residential | Non-Incentive | 3 - Installed | 2023-11-30 | 2023-12-12 | 2024-02-14 | 45171 | 9034.2 | HAVASU SOLAR | Purchase
UNSEDG-10433 | 86403 | PV (Photovoltaic) | 11.2 | 19462 | Residential | Non-Incentive | 3 - Installed | 2023-11-30 | 2023-12-12 | 2024-02-08 | 36207 | 7241.4 | HAVASU SOLAR | Purchase
UNSEDG-10435 | 86404 | PV (Photovoltaic) | 12 | 22987 | Residential | Non-Incentive | 3 - Installed | 2023-11-30 | 2024-01-08 | 2024-03-22 | 33150 | 6630 | HAVASU SOLAR | Purchase
UNSEDG-10436 | 86401 | PV (Photovoltaic) | 6.375 | 10830 | Residential | Non-Incentive | 3 - Installed | 2023-12-01 | 2023-12-13 | 2024-02-08 | 30260.11 | 2000 | Our World Energy | Purchase
UNSEDG-10438 | 86406 | PV (Photovoltaic) | 11.475 | 20431 | Residential | Non-Incentive | 3 - Installed | 2023-12-01 | 2023-12-12 | 2024-03-19 | 65061 | 2000 | Our World Energy | Lease
UNSEDG-10439 | 85648 | PV (Photovoltaic) | 11.34 | 19934 | Residential | Non-Incentive | 3 - Installed | 2023-12-01 | 2023-12-12 | 2024-03-01 | 75906.66 | 2500 | Freedom Forever INC | Purchase
UNSEDG-10442 | 86404 | PV (Photovoltaic) | 8.8 | 14245 | Residential | Non-Incentive | 3 - Installed | 2023-12-01 | 2023-12-12 | 2024-02-29 | 27544 | 5508.8 | HAVASU SOLAR | Lease
UNSEDG-10552 | 86409 |  | 3.4 | 6271 | Residential | Non-Incentive | 3 - Installed | 2023-12-11 | 2023-12-19 | 2024-02-16 | 11510 | 2000 | Our World Energy | Purchase
UNSEDG-10444 | 86404 | PV (Photovoltaic) | 13.64 | 23366 | Residential | Non-Incentive | 3 - Installed | 2023-12-01 | 2023-12-13 | 2024-03-07 | 43989 | 8797.8 | ESMAY ELECTRIC, INC. | Lease
UNSEDG-10447 | 86403 | PV (Photovoltaic) | 16.94 | 23517 | Residential | Non-Incentive | 3 - Installed | 2023-12-01 | 2023-12-14 | 2024-03-04 | 93427 | 2500 | Freedom Forever INC | Lease
UNSEDG-10446 | 86404 | PV (Photovoltaic) | 13.2 | 23860 | Residential | Non-Incentive | 3 - Installed | 2023-12-01 | 2023-12-13 | 2024-03-08 | 44520 | 8904 | ESMAY ELECTRIC, INC. | Lease
UNSEDG-10448 | 86406 | PV (Photovoltaic) | 22.96 | 33258 | Residential | Non-Incentive | 3 - Installed | 2023-12-01 | 2023-12-12 | 2024-02-16 | 113794.2 | 22758.84 | HAVASU SOLAR | Lease
UNSEDG-10506 | 85621 | PV (Photovoltaic) | 11.89 | 20187 | Residential | Non-Incentive | 3 - Installed | 2023-12-07 | 2023-12-27 | 2024-04-24 | 35914 | 2500 | TITAN SOLAR POWER | Lease
UNSEDG-10451 | 86403 | PV (Photovoltaic) | 8.61 | 15355 | Residential | Non-Incentive | 3 - Installed | 2023-12-01 | 2023-12-12 | 2024-02-20 | 44064 | 8812.8 | HAVASU SOLAR | Lease
UNSEDG-10452 | 86404 | PV (Photovoltaic) | 6.56 | 11906 | Residential | Non-Incentive | 3 - Installed | 2023-12-01 | 2023-12-14 | 2024-01-26 | 18851 | 3770.2 | HAVASU SOLAR | Purchase
UNSEDG-10453 | 86403 | PV (Photovoltaic) | 17.2 | 29337 | Residential | Non-Incentive | 3 - Installed | 2023-12-01 | 2023-12-14 | 2024-02-27 | 71448 | 14289.6 | HAVASU SOLAR | Lease
UNSEDG-10507 | 86404 | PV (Photovoltaic) | 13.6 | 25639 | Residential | Non-Incentive | 3 - Installed | 2023-12-07 | 2023-12-14 | 2024-04-03 | 91636.32 | 2000 | Our World Energy | Lease
UNSEDG-10456 | 86406 | PV (Photovoltaic) | 19.125 | 34409 | Residential | Non-Incentive | 3 - Installed | 2023-12-04 | 2024-01-03 | 2024-04-11 | 108626.76 | 2000 | Our World Energy | Lease
UNSEDG-10457 | 86409 | PV (Photovoltaic) | 6 | 11447 | Residential | Non-Incentive | 3 - Installed | 2023-12-04 | 2023-12-13 | 2024-03-01 | 17242 | 3448.4 | HAVASU SOLAR | Purchase
UNSEDG-10458 | 86404 | PV (Photovoltaic) | 5.1 | 8899 | Residential | Non-Incentive | 3 - Installed | 2023-12-04 | 2023-12-13 | 2024-05-09 | 29211 | 2000 | Our World Energy | Lease
UNSEDG-10539 | 86406 | PV (Photovoltaic) | 11.55 | 21836 | Residential | Non-Incentive | 3 - Installed | 2023-12-11 | 2023-12-19 | 2024-02-23 | 30000 | 10000 | Mohave Solar | Purchase
UNSEDG-10459 | 86413 | PV (Photovoltaic) | 14.4 | 24216 | Residential | Non-Incentive | 3 - Installed | 2023-12-04 | 2023-12-19 | 2024-02-29 | 49996.53 | 1000 | Sunlink Eneergy | Purchase
UNSEDG-10555 | 86401 | PV (Photovoltaic) | 4.56 | 8839 | Residential | Non-Incentive | 3 - Installed | 2023-12-12 | 2023-12-19 | 2024-01-29 | 13260 | 5260 | Mohave Solar | Purchase
UNSEDG-10462 | 86401 | PV (Photovoltaic) | 11.445 | 20935 | Residential | Non-Incentive | 3 - Installed | 2023-12-04 | 2023-12-14 | 2024-02-06 | 32257 | 6451.4 | ESMAY ELECTRIC, INC. | Purchase
UNSEDG-10463 | 86406 | PV (Photovoltaic) | 6.15 | 10988 | Residential | Non-Incentive | 3 - Installed | 2023-12-04 | 2023-12-14 | 2024-01-29 | 37560 | 7512 | HAVASU SOLAR | Purchase
UNSEDG-10466 | 86403 | PV (Photovoltaic) | 14.025 | 25013 | Residential | Non-Incentive | 3 - Installed | 2023-12-05 | 2023-12-14 | 2024-07-02 | 66734.4 | 2000 | Our World Energy | Purchase
UNSEDG-10471 | 86401 | PV (Photovoltaic) | 6.15 | 12085 | Residential | Non-Incentive | 3 - Installed | 2023-12-05 | 2023-12-19 | 2024-02-22 | 34371 | 4000 | Southwest Electric Inc | Lease
UNSEDG-10472 | 86406 | PV (Photovoltaic) | 9.84 | 18311 | Residential | Non-Incentive | 3 - Installed | 2023-12-05 | 2023-12-14 | 2024-02-20 | 50400 | 10080 | HAVASU SOLAR | Lease
UNSEDG-10473 | 86403 | PV (Photovoltaic) | 18.4 | 28425 | Residential | Non-Incentive | 3 - Installed | 2023-12-05 | 2023-12-14 | 2024-02-01 | 96903.6 | 19380.72 | HAVASU SOLAR | Lease
UNSEDG-10474 | 86406 | PV (Photovoltaic) | 8.47 | 14211 | Residential | Non-Incentive | 3 - Installed | 2023-12-05 | 2023-12-14 | 2024-03-18 | 51591.52 | 2500 | Freedom Forever INC | Lease
UNSEDG-10475 | 86403 | PV (Photovoltaic) | 10.01 | 16591 | Residential | Non-Incentive | 3 - Installed | 2023-12-05 | 2023-12-15 | 2024-03-21 | 56881.72 | 2500 | Freedom Forever INC | Lease
UNSEDG-10476 | 86403 | PV (Photovoltaic) | 9.02 | 16424 | Residential | Non-Incentive | 3 - Installed | 2023-12-05 | 2023-12-14 | 2024-02-09 | 50657 | 10131.4 | HAVASU SOLAR | Lease
UNSEDG-10477 | 86403 | PV (Photovoltaic) | 14.63 | 24753 | Residential | Non-Incentive | 3 - Installed | 2023-12-05 | 2023-12-21 | 2024-03-22 | 45780.7 | 2500 | Freedom Forever INC | Purchase
UNSEDG-10479 | 86406 | PV (Photovoltaic) | 14.715 | 26151 | Residential | Non-Incentive | 3 - Installed | 2023-12-05 | 2023-12-14 | 2024-01-11 | 39951.23 | 7990.25 | ESMAY ELECTRIC, INC. | Purchase
UNSEDG-10480 | 86406 | PV (Photovoltaic) | 17.38 | 32197 | Residential | Non-Incentive | 3 - Installed | 2023-12-05 | 2023-12-21 | 2024-03-22 | 58827 | 827 | sunup america | Purchase
UNSEDG-10715 | 86409 | PV (Photovoltaic) | 4.86 | 7934 | Residential | Non-Incentive | 3 - Installed | 2024-01-02 | 2024-01-08 | 2024-02-05 | 26785.15 | 13392.58 | Solarships Installation Services LLC | Lease
UNSEDG-10482 | 86404 | PV (Photovoltaic) | 10.8 | 19940 | Residential | Non-Incentive | 3 - Installed | 2023-12-06 | 2023-12-14 | 2024-02-29 | 64215 | 12843 | HAVASU SOLAR | Lease
UNSEDG-10488 | 86409 | PV (Photovoltaic) | 5.33 | 9304 | Residential | Non-Incentive | 3 - Installed | 2023-12-06 | 2024-01-04 | 2024-06-19 | 23088.5 | 4500 | Capital Energy LLC | Purchase
UNSEDG-10484 | 86406 | PV (Photovoltaic) | 18.4 | 30299 | Residential | Non-Incentive | 3 - Installed | 2023-12-06 | 2023-12-14 | 2024-04-05 | 94500 | 18900 | HAVASU SOLAR | Lease
UNSEDG-10485 | 86404 | PV (Photovoltaic) | 10.66 | 17535 | Residential | Non-Incentive | 3 - Installed | 2023-12-06 | 2023-12-14 | 2024-02-20 | 70860 | 14172 | HAVASU SOLAR | Lease
UNSEDG-10486 | 86409 | PV (Photovoltaic) | 8.075 | 14598 | Residential | Non-Incentive | 3 - Installed | 2023-12-06 | 2023-12-06 | 2024-06-18 | 60251.34 | 2000 | Our World Energy | Purchase
UNSEDG-10489 | 86404 | PV (Photovoltaic) | 25.01 | 39831 | Residential | Non-Incentive | 3 - Installed | 2023-12-06 | 2023-12-27 | 2024-04-18 | 65300 | 7500 | CAPITAL ENERGY LLC | Purchase
UNSEDG-10491 | 85648 | PV (Photovoltaic) | 6.545 | 10277 | Residential | Non-Incentive | 3 - Installed | 2023-12-06 | 2023-12-14 | 2024-03-28 | 38498 | 2500 | Freedom Forever | Purchase
UNSEDG-10490 | 86413 | PV (Photovoltaic) | 8.8 | 15684 | Residential | Non-Incentive | 3 - Installed | 2023-12-06 | 2024-01-04 | 2024-04-12 | 38089.55 | 4750 | CAPITAL ENERGY LLC | Purchase
UNSEDG-10493 | 86406 | PV (Photovoltaic) | 6.56 | 11648 | Residential | Non-Incentive | 3 - Installed | 2023-12-06 | 2023-12-14 | 2024-02-20 | 17056 | 3411.2 | HAVASU SOLAR | Lease
UNSEDG-10492 | 86404 | PV (Photovoltaic) | 7.315 | 13336 | Residential | Non-Incentive | 3 - Installed | 2023-12-06 | 2023-12-14 | 2024-03-04 | 42711.16 | 2500 | Freedom Forever INC | Lease
UNSEDG-10520 | 86406 | PV (Photovoltaic) | 12.42 | 21868 | Residential | Non-Incentive | 3 - Installed | 2023-12-08 | 2024-01-03 | 2024-04-26 | 30000 | 10000 | SPECTRA SOLAR ENERGY | Purchase
UNSEDG-10501 | 86406 | PV (Photovoltaic) | 10.625 | 19450 | Residential | Non-Incentive | 3 - Installed | 2023-12-07 | 2023-12-14 | 2024-02-27 | 48434.8 | 2000 | Our World Energy | Purchase
UNSEDG-10502 | 86404 | PV (Photovoltaic) | 15.725 | 26909 | Residential | Non-Incentive | 3 - Installed | 2023-12-07 | 2023-12-14 | 2024-02-23 | 54656.25 | 2000 | Our World Energy | Purchase
UNSEDG-10503 | 86403 | PV (Photovoltaic) | 15.6 | 22675 | Residential | Non-Incentive | 3 - Installed | 2023-12-07 | 2023-12-14 | 2024-05-24 | 40592 | 8118.4 | HAVASU SOLAR | Purchase
UNSEDG-10509 | 86406 | PV (Photovoltaic) | 9.02 | 16498 | Residential | Non-Incentive | 3 - Installed | 2023-12-07 | 2023-12-19 | 2024-03-11 | 26734.02 | 5346.8 | HAVASU SOLAR | Lease
UNSEDG-10514 | 86404 | PV (Photovoltaic) | 13.09 | 20591 | Residential | Non-Incentive | 3 - Installed | 2023-12-07 | 2023-12-18 | 2024-02-09 | 69507.16 | 2500 | Freedom Forever INC | Lease
UNSEDG-10548 | 86440 | PV (Photovoltaic) | 7.225 | 11921 | Residential | Non-Incentive | 3 - Installed | 2023-12-11 | 2023-12-19 | 2024-02-21 | 41246.28 | 2000 | Our World Energy | Lease
UNSEDG-10515 | 86409 | PV (Photovoltaic) | 11.9 | 20554 | Residential | Non-Incentive | 3 - Installed | 2023-12-08 | 2023-12-19 | 2024-04-23 | 67116.48 | 2000 | Our World Energy | Lease
UNSEDG-10516 | 86406 | PV (Photovoltaic) | 12.75 | 21293 | Residential | Non-Incentive | 3 - Installed | 2023-12-08 | 2023-12-19 | 2024-08-02 | 77809.68 | 2000 | Our World Energy | Lease
UNSEDG-10518 | 86413 | PV (Photovoltaic) | 9.35 | 15521 | Residential | Non-Incentive | 3 - Installed | 2023-12-08 | 2023-12-19 | 2024-02-14 | 53466.48 | 2000 | Our World Energy | Lease
UNSEDG-10519 | 86406 | PV (Photovoltaic) | 15.3 | 27422 | Residential | Non-Incentive | 3 - Installed | 2023-12-08 | 2023-12-19 | 2024-03-08 | 99753 | 2000 | Our World Energy | Lease
UNSEDG-10521 | 86406 | PV (Photovoltaic) | 13.6 | 24509 | Residential | Non-Incentive | 3 - Installed | 2023-12-08 | 2023-12-19 | 2024-02-02 | 90452.76 | 2000 | Our World Energy | Lease
UNSEDG-10522 | 86404 | PV (Photovoltaic) | 10.25 | 18540 | Residential | Non-Incentive | 3 - Installed | 2023-12-08 | 2023-12-19 | 2024-01-26 | 57582.72 | 11516.55 | HAVASU SOLAR | Lease
UNSEDG-10523 | 86413 | PV (Photovoltaic) | 13.43 | 22539 | Residential | Non-Incentive | 3 - Installed | 2023-12-08 | 2023-12-27 | 2024-02-29 | 35285 | 285 | sunup america | Purchase
UNSEDG-10524 | 86404 | PV (Photovoltaic) | 17.63 | 33402 | Residential | Non-Incentive | 3 - Installed | 2023-12-08 | 2023-12-19 | 2024-03-29 | 101577.6 | 20315.52 | HAVASU SOLAR | Lease
UNSEDG-10525 | 86406 | PV (Photovoltaic) | 6.97 | 12076 | Residential | Non-Incentive | 3 - Installed | 2023-12-08 | 2023-12-19 | 2024-02-20 | 50295 | 10059 | HAVASU SOLAR | Lease
UNSEDG-10526 | 86404 | PV (Photovoltaic) | 5.33 | 9782 | Residential | Non-Incentive | 3 - Installed | 2023-12-08 | 2023-12-19 | 2024-02-20 | 33981 | 6796.2 | HAVASU SOLAR | Lease
UNSEDG-10528 | 86403 | PV (Photovoltaic) | 21.32 | 34625 | Residential | Non-Incentive | 3 - Installed | 2023-12-08 | 2023-12-19 | 2024-03-22 | 127782.48 | 25556.5 | HAVASU SOLAR | Lease
UNSEDG-10529 | 86404 | PV (Photovoltaic) | 20 | 34265 | Residential | Non-Incentive | 3 - Installed | 2023-12-08 | 2023-12-19 | 2024-04-12 | 73980 | 14796 | HAVASU SOLAR | Lease
UNSEDG-10530 | 86403 | PV (Photovoltaic) | 14.35 | 27320 | Residential | Non-Incentive | 3 - Installed | 2023-12-08 | 2023-12-19 | 2024-03-29 | 81916.8 | 16383.36 | HAVASU SOLAR | Lease
UNSEDG-10531 | 86406 | PV (Photovoltaic) | 9.43 | 17093 | Residential | Non-Incentive | 3 - Installed | 2023-12-08 | 2023-12-19 | 2024-02-23 | 60068.64 | 12013.72 | HAVASU SOLAR | Lease
UNSEDG-10553 | 86406 | PV (Photovoltaic) | 7.65 | 13825 | Residential | Non-Incentive | 3 - Installed | 2023-12-11 | 2023-12-19 | 2024-04-09 | 48305.52 | 2000 | Our World Energy | Lease
UNSEDG-10534 | 86406 | PV (Photovoltaic) | 14.45 | 24261 | Residential | Non-Incentive | 3 - Installed | 2023-12-11 | 2023-12-19 | 2024-04-15 | 86931.96 | 2000 | Our World Energy | Lease
UNSEDG-10537 | 86404 | PV (Photovoltaic) | 5.525 | 9813 | Residential | Non-Incentive | 3 - Installed | 2023-12-11 | 2023-12-19 | 2024-03-19 | 41164.68 | 2000 | Our World Energy | Lease
UNSEDG-10535 | 86406 | PV (Photovoltaic) | 24.64 | 43558 | Residential | Non-Incentive | 3 - Installed | 2023-12-11 | 2024-01-09 | 2024-03-20 | 87544 | 17508.8 | ESMAY ELECTRIC, INC. | Lease
UNSEDG-10543 | 86404 | PV (Photovoltaic) | 27.47 | 43357 | Residential | Non-Incentive | 3 - Installed | 2023-12-11 | 2023-12-19 | 2024-03-26 | 144304.08 | 28860.81 | HAVASU SOLAR | Lease
UNSEDG-10545 | 86406 | PV (Photovoltaic) | 10.625 | 19422 | Residential | Non-Incentive | 3 - Installed | 2023-12-11 | 2023-12-19 | 2024-02-20 | 58410 | 2000 | Our World Energy | Lease
UNSEDG-10547 | 86406 | PV (Photovoltaic) | 14.35 | 25813 | Residential | Non-Incentive | 3 - Installed | 2023-12-11 | 2023-12-19 | 2024-03-12 | 72819 | 14563.8 | HAVASU SOLAR | Lease
UNSEDG-10549 | 86413 | PV (Photovoltaic) | 8.2 | 15816 | Residential | Non-Incentive | 3 - Installed | 2023-12-11 | 2023-12-19 | 2024-03-20 | 19926 | 3985.2 | HAVASU SOLAR | Purchase
UNSEDG-10550 | 86409 | PV (Photovoltaic) | 19.55 | 33750 | Residential | Non-Incentive | 3 - Installed | 2023-12-11 | 2023-12-19 | 2024-04-08 | 114236.4 | 2000 | Our World Energy | Lease
UNSEDG-10551 | 86403 | PV (Photovoltaic) | 18.45 | 32947 | Residential | Non-Incentive | 3 - Installed | 2023-12-11 | 2023-12-19 | 2024-03-25 | 89778 | 17955.6 | HAVASU SOLAR | Lease
UNSEDG-10556 | 86404 | PV (Photovoltaic) | 5.775 | 9603 | Residential | Non-Incentive | 3 - Installed | 2023-12-12 | 2023-12-19 | 2024-06-07 | 51249.64 | 2500 | Freedom Forever INC | Lease
UNSEDG-10557 | 86403 | PV (Photovoltaic) | 8.4 | 15682 | Residential | Non-Incentive | 3 - Installed | 2023-12-12 | 2023-12-19 | 2024-03-04 | 26291 | 11591 | NB Baker Electric AZ LLC dba Streamline Solar | Lease
UNSEDG-10558 | 86403 | PV (Photovoltaic) | 7.2 | 11516 | Residential | Non-Incentive | 3 - Installed | 2023-12-12 | 2023-12-19 | 2024-02-02 | 21540 | 4308 | ESMAY ELECTRIC, INC. | Purchase
UNSEDG-10560 | 86409 | PV (Photovoltaic) | 11.05 | 21097 | Residential | Non-Incentive | 3 - Installed | 2023-12-12 | 2023-12-19 | 2024-04-02 | 70410.84 | 2000 | Our World Energy | Lease
UNSEDG-10559 | 86409 | PV (Photovoltaic) | 9.35 | 15900 | Residential | Non-Incentive | 3 - Installed | 2023-12-12 | 2023-12-19 | 2024-02-20 | 44344 | 2000 | Our World Energy | Purchase
UNSEDG-10563 | 86403 | PV (Photovoltaic) | 8.61 | 15374 | Residential | Non-Incentive | 3 - Installed | 2023-12-12 | 2023-12-19 | 2024-03-26 | 58008.72 | 11601.75 | HAVASU SOLAR | Lease
UNSEDG-10599 | 86406 | PV (Photovoltaic) | 13.035 | 22987 | Residential | Non-Incentive | 3 - Installed | 2023-12-18 | 2023-12-20 | 2024-03-07 | 43499.75 | 8699.95 | ESMAY ELECTRIC, INC. | Lease
UNSEDG-10564 | 86406 | PV (Photovoltaic) | 4.25 | 7683 | Residential | Non-Incentive | 3 - Installed | 2023-12-13 | 2023-12-19 | 2024-03-25 | 18729.92 | 2000 | Our World Energy | Purchase
UNSEDG-10568 | 86404 | PV (Photovoltaic) | 16.4 | 26700 | Residential | Non-Incentive | 3 - Installed | 2023-12-13 | 2024-01-02 | 2024-02-27 | 84170.64 | 16834.12 | HAVASU SOLAR | Lease
UNSEDG-10569 | 86403 | PV (Photovoltaic) | 14.245 | 22803 | Residential | Non-Incentive | 3 - Installed | 2023-12-13 | 2023-12-19 | 2024-03-04 | 73969.96 | 2500 | Freedom Forever INC | Lease
UNSEDG-10571 | 86406 | PV (Photovoltaic) | 22 | 37905 | Residential | Non-Incentive | 3 - Installed | 2023-12-13 | 2024-01-23 | 2024-04-18 | 109500 | 21900 | HAVASU SOLAR | Lease
UNSEDG-10572 | 86409 | PV (Photovoltaic) | 2.4 | 4206 | Residential | Non-Incentive | 3 - Installed | 2023-12-13 | 2024-01-04 | 2024-01-29 | 7200 | 2000 | Icon Power | Purchase
UNSEDG-10574 | 86409 | PV (Photovoltaic) | 5.1 | 8624 | Residential | Non-Incentive | 3 - Installed | 2023-12-14 | 2023-12-19 | 2024-03-07 | 30549.48 | 2000 | Our World Energy | Lease
UNSEDG-10575 | 86409 | PV (Photovoltaic) | 4.675 | 7761 | Residential | Non-Incentive | 3 - Installed | 2023-12-14 | 2023-12-19 | 2024-03-06 | 28187.16 | 2000 | Our World Energy | Lease
UNSEDG-10578 | 86406 | PV (Photovoltaic) | 9.84 | 17190 | Residential | Non-Incentive | 3 - Installed | 2023-12-14 | 2023-12-19 | 2024-02-21 | 69158.04 | 13831.61 | HAVASU SOLAR | Lease
UNSEDG-10579 | 86406 | PV (Photovoltaic) | 12.71 | 22542 | Residential | Non-Incentive | 3 - Installed | 2024-01-18 | 2024-01-25 | 2024-04-10 | 78121.68 | 15624.34 | HAVASU SOLAR | Lease
UNSEDG-10580 | 86404 | PV (Photovoltaic) | 3.6 | 6185 | Residential | Non-Incentive | 3 - Installed | 2023-12-14 | 2023-12-19 | 2024-03-25 | 12660 | 2532 | HAVASU SOLAR | Purchase
UNSEDG-10581 | 86404 | PV (Photovoltaic) | 3.465 | 6083 | Residential | Non-Incentive | 3 - Installed | 2023-12-14 | 2024-01-04 | 2024-08-02 | 30927.64 | 2500 | Freedom Forever INC | Lease
UNSEDG-10582 | 86404 | PV (Photovoltaic) | 15.17 | 26260 | Residential | Non-Incentive | 3 - Installed | 2023-12-14 | 2024-01-09 | 2024-03-15 | 95969.76 | 19193.96 | HAVASU SOLAR | Lease
UNSEDG-10583 | 86409 | PV (Photovoltaic) | 8.505 | 14743 | Residential | Non-Incentive | 3 - Installed | 2023-12-14 | 2023-12-19 | 2024-04-18 | 54656.04 | 2000 | Our World Energy | Lease
UNSEDG-10584 | 86404 | PV (Photovoltaic) | 9.775 | 17872 | Residential | Non-Incentive | 3 - Installed | 2023-12-15 | 2024-01-17 | 2024-05-10 | 31947.5 | 2000 | Our World Energy | Purchase
UNSEDG-10585 | 86413 | PV (Photovoltaic) | 3.825 | 6669 | Residential | Non-Incentive | 3 - Installed | 2023-12-15 | 2023-12-19 | 2024-04-10 | 25241.4 | 2000 | Our World Energy | Lease
UNSEDG-10589 | 85646 | PV (Photovoltaic) | 6.15 | 11228 | Residential | Non-Incentive | 3 - Installed | 2023-12-15 | 2023-12-20 | 2024-03-04 | 25961 | 4000 | Southwest Electric Inc | Purchase
UNSEDG-10616 | 86413 | PV (Photovoltaic) | 5.135 | 10004 | Residential | Non-Incentive | 3 - Installed | 2023-12-19 | 2023-12-20 | 2024-02-09 | 17500 | 1500 | Angle Solar | Purchase
UNSEDG-10603 | 86409 | PV (Photovoltaic) | 6.32 | 10453 | Residential | Non-Incentive | 3 - Installed | 2024-01-08 | 2023-12-19 | 2024-04-23 | 36655.44 | 5000 | On Point Solar Power | Lease
UNSEDG-10591 | 85648 | PV (Photovoltaic) | 8.2 | 14010 | Residential | Non-Incentive | 3 - Installed | 2023-12-15 | 2023-12-20 | 2024-03-01 | 29834 | 4000 | Southwest Electric Inc | Purchase
UNSEDG-10592 | 86401 | PV (Photovoltaic) | 10.8 | 17758 | Residential | Non-Incentive | 3 - Installed | 2023-12-15 | 2023-12-20 | 2024-03-22 | 33372 | 14471 | NB Baker Electric AZ LLC dba Streamline Solar | Lease
UNSEDG-10593 | 86403 | PV (Photovoltaic) | 7.38 | 13734 | Residential | Non-Incentive | 3 - Installed | 2023-12-15 | 2023-12-20 | 2024-03-04 | 17050 | 2290 | NB Baker Electric AZ LLC dba Streamline Solar | Purchase
UNSEDG-10594 | 86413 | PV (Photovoltaic) | 3.825 | 7303 | Residential | Non-Incentive | 3 - Installed | 2023-12-18 | 2023-12-20 | 2024-04-10 | 24860.28 | 2000 | Our World Energy | Lease
UNSEDG-10595 | 86403 | PV (Photovoltaic) | 8.925 | 16190 | Residential | Non-Incentive | 3 - Installed | 2023-12-18 | 2023-12-20 | 2024-06-03 | 75005.88 | 2000 | Our World Energy | Lease
UNSEDG-10596 | 86401 | PV (Photovoltaic) | 6.8 | 12512 | Residential | Non-Incentive | 3 - Installed | 2023-12-18 | 2023-12-20 | 2024-04-10 | 45753 | 2000 | Our World Energy | Lease
UNSEDG-10597 | 86404 | PV (Photovoltaic) | 3.6 | 6828 | Residential | Non-Incentive | 3 - Installed | 2023-12-18 | 2023-12-20 | 2024-03-25 | 218432 | 5486.4 | HAVASU SOLAR | Lease
UNSEDG-10598 | 86413 | PV (Photovoltaic) | 4.25 | 7250 | Residential | Non-Incentive | 3 - Installed | 2023-12-18 | 2023-12-20 | 2024-03-13 | 32463.96 | 2000 | Our World Energy | Lease
UNSEDG-10600 | 86404 | PV (Photovoltaic) | 12.8 | 21057 | Residential | Non-Incentive | 3 - Installed | 2023-12-18 | 2023-12-20 | 2024-02-16 | 67050 | 13410 | HAVASU SOLAR | Lease
UNSEDG-10601 | 86404 | PV (Photovoltaic) | 14.76 | 24141 | Residential | Non-Incentive | 3 - Installed | 2023-12-18 | 2023-12-20 | 2024-02-22 | 79500 | 15900 | HAVASU SOLAR | Lease
UNSEDG-10665 | 86413 | PV (Photovoltaic) | 15.725 | 26751 | Residential | Non-Incentive | 3 - Installed | 2023-12-27 | 2023-12-28 | 2024-04-23 | 97196.04 | 2000 | Our World Energy | Lease
UNSEDG-10628 | 86401 | PV (Photovoltaic) | 8.075 | 15187 | Residential | Non-Incentive | 3 - Installed | 2023-12-20 | 2023-12-20 | 2024-03-01 | 50762.88 | 2000 | Our World Energy | Lease
UNSEDG-10641 | 86409 | PV (Photovoltaic) | 9.36 | 17009 | Residential | Non-Incentive | 3 - Installed | 2023-12-21 | 2023-12-28 | 2024-04-25 | 43064.02 | 5000 | On Point Solar Power | Purchase
UNSEDG-10604 | 86406 | PV (Photovoltaic) | 15.4 | 24746 | Residential | Non-Incentive | 3 - Installed | 2023-12-18 | 2023-12-20 | 2024-03-14 | 54590 | 10918 | ESMAY ELECTRIC, INC. | Lease
UNSEDG-10606 | 86413 | PV (Photovoltaic) | 7.225 | 12433 | Residential | Non-Incentive | 3 - Installed | 2023-12-18 | 2023-12-20 | 2024-03-06 | 40832.16 | 2000 | Our World Energy | Lease
UNSEDG-10607 | 86413 | PV (Photovoltaic) | 9.775 | 17936 | Residential | Non-Incentive | 3 - Installed | 2023-12-18 | 2023-12-20 | 2024-03-20 | 54330.96 | 2000 | Our World Energy | Lease
UNSEDG-10631 | 86409 | PV (Photovoltaic) | 3.24 | 6219 | Residential | Non-Incentive | 3 - Installed | 2023-12-20 | 2023-12-27 | 2024-03-01 | 13871 | 3000 | Universal Solar Direct | Purchase
UNSEDG-10609 | 86406 | PV (Photovoltaic) | 7.29 | 12625 | Residential | Non-Incentive | 3 - Installed | 2023-12-18 | 2024-01-23 | 2024-04-04 | 26436.26 | 0 | TML International LLC | Purchase
UNSEDG-10608 | 86404 | PV (Photovoltaic) | 10.125 | 18020 | Residential | Non-Incentive | 3 - Installed | 2023-12-18 | 2024-01-23 | 2024-04-18 | 35604.4 | 0 | TML International LLC | Purchase
UNSEDG-10610 | 86413 | PV (Photovoltaic) | 8.925 | 15146 | Residential | Non-Incentive | 3 - Installed | 2023-12-19 | 2023-12-20 | 2024-04-03 | 58755 | 2000 | Our World Energy | Lease
UNSEDG-10612 | 86406 | PV (Photovoltaic) | 20.91 | 34050 | Residential | Non-Incentive | 3 - Installed | 2023-12-19 | 2023-12-20 | 2024-03-12 | 39983 | 7996.6 | HAVASU SOLAR | Purchase
UNSEDG-10615 | 86409 | PV (Photovoltaic) | 10.2 | 17986 | Residential | Non-Incentive | 3 - Installed | 2023-12-19 | 2023-12-20 | 2024-03-22 | 64065.84 | 2000 | Our World Energy | Lease
UNSEDG-10617 | 86406 | PV (Photovoltaic) | 13.64 | 23099 | Residential | Non-Incentive | 3 - Installed | 2023-12-19 | 2023-12-20 | 2024-03-14 | 46644 | 9328.8 | ESMAY ELECTRIC, INC. | Lease
UNSEDG-10620 | 86406 | PV (Photovoltaic) | 6.15 | 10409 | Residential | Non-Incentive | 3 - Installed | 2023-12-19 | 2023-12-20 | 2024-03-22 | 15375 | 3075 | HAVASU SOLAR | Purchase
UNSEDG-10621 | 86404 | PV (Photovoltaic) | 13.09 | 22798 | Residential | Non-Incentive | 3 - Installed | 2023-12-19 | 2023-12-20 | 2024-03-05 | 74429.08 | 2500 | Freedom Forever INC | Lease
UNSEDG-10622 | 86406 | PV (Photovoltaic) | 6.93 | 12221 | Residential | Non-Incentive | 3 - Installed | 2023-12-19 | 2023-12-20 | 2024-03-22 | 54238 | 2500 | Freedom Forever INC | Lease
UNSEDG-10624 | 86404 | PV (Photovoltaic) | 16.4 | 30554 | Residential | Non-Incentive | 3 - Installed | 2023-12-19 | 2023-12-20 | 2024-03-29 | 42200 | 8440 | HAVASU SOLAR | Purchase
UNSEDG-10626 | 86409 | PV (Photovoltaic) | 9.84 | 18793 | Residential | Non-Incentive | 3 - Installed | 2023-12-20 | 2023-12-20 | 2024-04-02 | 50115 | 10023 | HAVASU SOLAR | Lease
UNSEDG-10627 | 86409 | PV (Photovoltaic) | 4.455 | 6983 | Residential | Non-Incentive | 3 - Installed | 2023-12-20 | 2023-12-20 | 2024-02-16 | 30945 | 2000 | Our World Energy | Lease
UNSEDG-10629 | 86403 | PV (Photovoltaic) | 8.085 | 13499 | Residential | Non-Incentive | 3 - Installed | 2023-12-20 | 2023-12-27 | 2024-03-04 | 40388.8 | 2500 | Freedom Forever INC | Lease
UNSEDG-10632 | 86413 | PV (Photovoltaic) | 5.1 | 8546 | Residential | Non-Incentive | 3 - Installed | 2023-12-20 | 2023-12-27 | 2024-03-12 | 16110 | 2000 | Our World Energy | Purchase
UNSEDG-10633 | 86409 | PV (Photovoltaic) | 6.24 | 11081 | Residential | Non-Incentive | 3 - Installed | 2023-12-20 | 2023-12-27 | 2024-02-23 | 44153.72 | 5000 | On Point Solar Power | Purchase
UNSEDG-10634 | 86401 | PV (Photovoltaic) | 8.505 | 15913 | Residential | Non-Incentive | 3 - Installed | 2023-12-20 | 2024-01-23 | 2024-03-07 | 38032.26 | 5000 | On Point Solar Power | Purchase
UNSEDG-10636 | 86413 | PV (Photovoltaic) | 10.2 | 17518 | Residential | Non-Incentive | 3 - Installed | 2023-12-20 | 2023-12-27 | 2024-05-15 | 45363.25 | 2000 | Our World Energy | Purchase
UNSEDG-10638 | 86401 | PV (Photovoltaic) | 8.075 | 14454 | Residential | Non-Incentive | 3 - Installed | 2023-12-21 | 2023-12-27 | 2024-03-05 | 55342.44 | 2000 | Our World Energy | Lease
UNSEDG-10639 | 86409 | PV (Photovoltaic) | 8.5 | 16359 | Residential | Non-Incentive | 3 - Installed | 2023-12-21 | 2023-12-27 | 2024-06-06 | 58468.08 | 2000 | Our World Energy | Lease
UNSEDG-10649 | 86413 | PV (Photovoltaic) | 8.5 | 14453 | Residential | Non-Incentive | 3 - Installed | 2023-12-22 | 2023-12-27 | 2024-03-13 | 48056.16 | 2000 | Our World Energy | Lease
UNSEDG-10640 | 86406 | PV (Photovoltaic) | 15.84 | 26233 | Residential | Non-Incentive | 3 - Installed | 2023-12-21 | 2023-12-27 | 2024-03-14 | 54780 | 10956 | ESMAY ELECTRIC, INC. | Lease
UNSEDG-10642 | 86409 | PV (Photovoltaic) | 14.025 | 24085 | Residential | Non-Incentive | 3 - Installed | 2023-12-21 | 2023-12-27 | 2024-03-05 | 89753.04 | 2000 | Our World Energy | Lease
UNSEDG-10643 | 86409 | PV (Photovoltaic) | 6.075 | 11366 | Residential | Non-Incentive | 3 - Installed | 2023-12-21 | 2023-12-27 | 2024-02-21 | 54968.08 | 5000 | On Point Solar Power | Purchase
UNSEDG-10644 | 86403 | PV (Photovoltaic) | 15.4 | 25905 | Residential | Non-Incentive | 3 - Installed | 2023-12-21 | 2023-12-27 | 2024-02-19 | 80895.64 | 2500 | Freedom Forever INC | Lease
UNSEDG-10664 | 86409 | PV (Photovoltaic) | 6.97 | 11794 | Residential | Non-Incentive | 3 - Installed | 2023-12-27 | 2024-01-02 | 2024-03-01 | 44265.84 | 22132.92 | T&K Electric Company | Lease
UNSEDG-10645 | 86409 | PV (Photovoltaic) | 3.4 | 6147 | Residential | Non-Incentive | 3 - Installed | 2023-12-21 | 2023-12-27 | 2024-04-10 | 10654 | 2000 | Our World Energy | Purchase
UNSEDG-10646 | 86409 | PV (Photovoltaic) | 8.925 | 15250 | Residential | Non-Incentive | 3 - Installed | 2023-12-22 | 2023-12-27 | 2024-05-08 | 59556 | 2000 | Our World Energy | Lease
UNSEDG-10719 | 85648 | PV (Photovoltaic) | 9.84 | 18024 | Residential | Non-Incentive | 3 - Installed | 2024-01-03 | 2024-01-08 | 2024-03-14 | 58199.28 | 4000 | Southwest Electric Inc | Lease
UNSEDG-10660 | 85646 | PV (Photovoltaic) | 6.97 | 13367 | Residential | Non-Incentive | 3 - Installed | 2023-12-26 | 2023-12-28 | 2024-02-20 | 49659.6 | 4000 | Southwest Electric Inc | Lease
UNSEDG-10675 | 85646 | PV (Photovoltaic) | 6.97 | 12919 | Residential | Non-Incentive | 3 - Installed | 2023-12-28 | 2024-01-02 | 2024-03-12 | 48900.84 | 4000 | Southwest Electric Inc | Lease
UNSEDG-10647 | 86409 | PV (Photovoltaic) | 5.07 | 9566 | Residential | Non-Incentive | 3 - Installed | 2023-12-22 | 2023-12-28 | 2024-03-07 | 32831.52 | 5000 | On Point Solar Power | Purchase
UNSEDG-10650 | 86413 | PV (Photovoltaic) | 9.775 | 17788 | Residential | Non-Incentive | 3 - Installed | 2023-12-22 | 2023-12-27 | 2024-03-20 | 32068.75 | 2000 | Our World Energy | Purchase
UNSEDG-10653 | 86409 | PV (Photovoltaic) | 8.5 | 12321 | Residential | Non-Incentive | 3 - Installed | 2023-12-26 | 2023-12-27 | 2024-05-10 | 40168 | 2000 | Our World Energy | Purchase
UNSEDG-10654 | 86409 | PV (Photovoltaic) | 7.225 | 13276 | Residential | Non-Incentive | 3 - Installed | 2023-12-26 | 2023-12-27 | 2024-06-03 | 49520.4 | 2000 | Our World Energy | Lease
UNSEDG-10657 | 86403 | PV (Photovoltaic) | 14.8 | 23407 | Residential | Non-Incentive | 3 - Installed | 2023-12-26 | 2023-12-28 | 2024-03-08 | 65268 | 19684 | NB Baker Electric AZ LLC dba Streamline Solar | Lease
UNSEDG-10659 | 86413 | PV (Photovoltaic) | 10.625 | 19660 | Residential | Non-Incentive | 3 - Installed | 2023-12-26 | 2023-12-28 | 2024-06-12 | 42732 | 2000 | Our World Energy | Purchase
UNSEDG-10661 | 86403 | PV (Photovoltaic) | 22.4 | 40674 | Residential | Non-Incentive | 3 - Installed | 2023-12-26 | 2024-01-02 | 2024-05-03 | 55929 | 11185.8 | HAVASU SOLAR | Purchase
UNSEDG-10662 | 85648 | PV (Photovoltaic) | 6.32 | 11176 | Residential | Non-Incentive | 3 - Installed | 2023-12-27 | 2024-02-01 | 2024-03-25 | 24000 | 4000 | sunup america | Purchase
UNSEDG-10663 | 86409 | PV (Photovoltaic) | 8.97 | 15132 | Residential | Non-Incentive | 3 - Installed | 2023-12-27 | 2024-01-09 | 2024-05-08 | 26202.07 | 5000 | On Point Solar Power | Purchase
UNSEDG-10666 | 86409 | PV (Photovoltaic) | 6.075 | 11056 | Residential | Non-Incentive | 3 - Installed | 2023-12-27 | 2024-01-09 | 2024-03-01 | 35016 | 5000 | On Point Solar Power | Purchase
UNSEDG-10718 | 86409 | PV (Photovoltaic) | 4.05 | 7665 | Residential | Non-Incentive | 3 - Installed | 2024-01-03 | 2024-01-03 | 2024-07-26 | 27546 | 2479.14 | LGCY INSTALLATION SERVICES, LLC | Lease
UNSEDG-10667 | 86409 | PV (Photovoltaic) | 17.425 | 31545 | Residential | Non-Incentive | 3 - Installed | 2023-12-27 | 2024-01-03 | 2024-03-01 | 108863.28 | 2000 | Our World Energy | Lease
UNSEDG-10668 | 86404 | PV (Photovoltaic) | 9.625 | 18044 | Residential | Non-Incentive | 3 - Installed | 2023-12-28 | 2024-01-02 | 2024-03-13 | 51940.96 | 2500 | Freedom Forever INC | Lease
UNSEDG-10671 | 86406 | PV (Photovoltaic) | 8.47 | 14984 | Residential | Non-Incentive | 3 - Installed | 2023-12-28 | 2024-01-02 | 2024-02-13 | 48263.44 | 2500 | Freedom Forever INC | Lease
UNSEDG-10678 | 86440 | PV (Photovoltaic) | 7.2 | 11657 | Residential | Non-Incentive | 3 - Installed | 2023-12-29 | 2024-01-18 | 2024-08-22 | 88800 | 2000 | Our World Energy | Purchase
UNSEDG-10674 | 86409 | PV (Photovoltaic) | 17.94 | 30238 | Residential | Non-Incentive | 3 - Installed | 2023-12-28 | 2024-01-09 | 2024-04-12 | 72242.24 | 5000 | On Point Solar Power | Purchase
UNSEDG-10677 | 86403 | PV (Photovoltaic) | 9.6 | 18224 | Residential | Non-Incentive | 3 - Installed | 2023-12-28 | 2024-01-03 | 2024-02-05 | 0 | 0 | HAVASU SOLAR | Purchase
UNSEDG-10676 | 85648 | PV (Photovoltaic) | 21.33 | 39147 | Residential | Non-Incentive | 3 - Installed | 2023-12-28 | 2024-01-09 | 2024-03-21 | 46200 | 6200 | sunup america | Purchase
UNSEDG-10704 | 85648 | PV (Photovoltaic) | 4.92 | 7818 | Residential | Non-Incentive | 3 - Installed | 2024-01-02 | 2024-01-25 | 2024-03-15 | 23124 | 13284 | RDX Power, LLC | Lease
UNSEDG-10679 | 86403 | PV (Photovoltaic) | 17.325 | 28161 | Residential | Non-Incentive | 3 - Installed | 2023-12-29 | 2024-01-02 | 2024-05-24 | 107141.56 | 2500 | Freedom Forever INC | Lease
UNSEDG-10680 | 86403 | PV (Photovoltaic) | 11.07 | 18970 | Residential | Non-Incentive | 3 - Installed | 2023-12-29 | 2023-12-29 | 2024-04-05 | 36873.62 | 7374.72 | HAVASU SOLAR | Lease
UNSEDG-10681 | 86406 | PV (Photovoltaic) | 13.09 | 22124 | Residential | Non-Incentive | 3 - Installed | 2023-12-29 | 2024-01-23 | 2024-04-02 | 76114 | 2500 | Freedom Forever INC | Lease
UNSEDG-10684 | 86406 | PV (Photovoltaic) | 11.48 | 20014 | Residential | Non-Incentive | 3 - Installed | 2023-12-29 | 2024-01-02 | 2024-03-26 | 34576.43 | 6915.29 | HAVASU SOLAR | Lease
UNSEDG-10682 | 86403 | PV (Photovoltaic) | 11.55 | 20765 | Residential | Non-Incentive | 3 - Installed | 2023-12-29 | 2023-12-29 | 2024-05-24 | 75510.52 | 2500 | Freedom Forever INC | Lease
UNSEDG-10683 | 86404 | PV (Photovoltaic) | 20.09 | 34509 | Residential | Non-Incentive | 3 - Installed | 2023-12-29 | 2024-01-02 | 2024-04-02 | 42170 | 1990 | NB Baker Electric AZ LLC dba Streamline Solar | Purchase
UNSEDG-10685 | 86406 | PV (Photovoltaic) | 4.235 | 7830 | Residential | Non-Incentive | 3 - Installed | 2023-12-29 | 2023-12-29 | 2024-04-02 | 27762.76 | 2500 | Freedom Forever INC | Lease
UNSEDG-10686 | 86406 | PV (Photovoltaic) | 10.25 | 15996 | Residential | Non-Incentive | 3 - Installed | 2023-12-29 | 2024-01-02 | 2024-04-12 | 28925.68 | 5785.14 | HAVASU SOLAR | Lease
UNSEDG-10687 | 86406 | PV (Photovoltaic) | 10.66 | 18820 | Residential | Non-Incentive | 3 - Installed | 2023-12-29 | 2024-01-04 | 2024-05-02 | 28675.17 | 5735.03 | HAVASU SOLAR | Lease
UNSEDG-10688 | 86406 | PV (Photovoltaic) | 18.86 | 31968 | Residential | Non-Incentive | 3 - Installed | 2023-12-29 | 2024-01-02 | 2024-03-04 | 54251.04 | 10850.21 | HAVASU SOLAR | Lease
UNSEDG-10692 | 86404 | PV (Photovoltaic) | 18.04 | 25416 | Residential | Non-Incentive | 3 - Installed | 2023-12-29 | 2024-02-05 | 2024-04-12 | 47740 | 10020 | NB Baker Electric AZ LLC dba Streamline Solar | Purchase
UNSEDG-10693 | 86406 | PV (Photovoltaic) | 10 | 18743 | Residential | Non-Incentive | 3 - Installed | 2023-12-29 | 2024-01-04 | 2024-03-15 | 30800 | 13300 | NB Baker Electric AZ LLC dba Streamline Solar | Lease
UNSEDG-10697 | 86401 | PV (Photovoltaic) | 5.6 | 9141 | Residential | Non-Incentive | 3 - Installed | 2023-12-29 | 2024-01-09 | 2024-03-01 | 32237 | 5000 | On Point Solar Power | Purchase
UNSEDG-10698 | 85624 | PV (Photovoltaic) | 19.68 | 36451 | Non-Residential | Non-Incentive | 3 - Installed | 2023-12-29 | 2024-01-03 | 2024-09-16 | 417640.5 | 12546 | PurSolar & Electrical | Purchase
UNSEDG-10699 | 85624 | PV (Photovoltaic) | 61.91 | 116636 | Non-Residential | Non-Incentive | 3 - Installed | 2023-12-29 | 2024-01-29 | 2024-09-04 | 423667.5 | 18573 | Pur Solar, Inc. | Purchase
UNSEDG-10700 | 86413 | PV (Photovoltaic) | 8.5 | 16103 | Residential | Non-Incentive | 3 - Installed | 2024-01-02 | 2024-01-03 | 2024-04-03 | 56189.28 | 2000 | Our World Energy | Lease
UNSEDG-10705 | 85648 | PV (Photovoltaic) | 18.96 | 33161 | Residential | Non-Incentive | 3 - Installed | 2024-01-02 | 2024-01-15 | 2024-05-03 | 62242 | 5000 | On Point Solar Power | Purchase
UNSEDG-10709 | 85648 | PV (Photovoltaic) | 6.15 | 10176 | Residential | Non-Incentive | 3 - Installed | 2024-01-02 | 2024-01-02 | 2024-02-27 | 30135 | 17835 | RDX Power, LLC | Lease
UNSEDG-10710 | 86403 | PV (Photovoltaic) | 16.94 | 24435 | Residential | Non-Incentive | 3 - Installed | 2024-01-02 | 2024-01-08 | 2024-05-20 | 126480.64 | 2500 | Freedom Forever INC | Lease
UNSEDG-10712 | 86403 | PV (Photovoltaic) | 6.93 | 11145 | Residential | Non-Incentive | 3 - Installed | 2024-01-02 | 2024-01-02 | 2024-05-20 | 46206.16 | 2500 | Freedom Forever INC | Lease
UNSEDG-10713 | 86403 | PV (Photovoltaic) | 13.09 | 22434 | Residential | Non-Incentive | 3 - Installed | 2024-01-02 | 2024-01-08 | 2024-04-02 | 68190.4 | 2500 | Freedom Forever INC | Lease
UNSEDG-10714 | 86406 | PV (Photovoltaic) | 9.43 | 17510 | Residential | Non-Incentive | 3 - Installed | 2024-01-02 | 2024-01-09 | 2024-03-26 | 28431.48 | 5686.3 | HAVASU SOLAR | Lease
UNSEDG-10716 | 86404 | PV (Photovoltaic) | 10.25 | 19049 | Residential | Non-Incentive | 3 - Installed | 2024-01-02 | 2024-01-09 | 2024-05-15 | 32759 | 6551.8 | HAVASU SOLAR | Purchase
UNSEDG-10717 | 86404 | PV (Photovoltaic) | 12.4 | 20999 | Residential | Non-Incentive | 3 - Installed | 2024-01-02 | 2024-01-08 | 2024-03-29 | 30008 | 6001.6 | HAVASU SOLAR | Lease
UNSEDG-10730 | 85648 | PV (Photovoltaic) | 6.375 | 11470 | Residential | Non-Incentive | 3 - Installed | 2024-01-05 | 2024-01-08 | 2024-03-26 | 38781 | 2000 | Our World Energy | Lease
UNSEDG-10731 | 86409 | PV (Photovoltaic) | 5.135 | 9901 | Residential | Non-Incentive | 3 - Installed | 2024-01-05 | 2024-01-09 | 2024-02-16 | 15000 | 2000 | Angle Solar | Purchase
UNSEDG-10725 | 86409 | PV (Photovoltaic) | 4.345 | 8527 | Residential | Non-Incentive | 3 - Installed | 2024-01-04 | 2024-01-09 | 2024-03-15 | 14000 | 1000 | Angle Solar | Purchase
UNSEDG-10726 | 86409 | PV (Photovoltaic) | 4.345 | 8527 | Residential | Non-Incentive | 3 - Installed | 2024-01-04 | 2024-01-09 | 2024-03-26 | 14000 | 2000 | Angle Solar | Purchase
UNSEDG-10722 | 86401 | PV (Photovoltaic) | 9.6 | 16398 | Residential | Non-Incentive | 3 - Installed | 2024-01-04 | 2024-01-22 | 2024-04-02 | 33450 | 10035 | Tri State Solar & Wind Corp. | Purchase
UNSEDG-10723 | 85648 | PV (Photovoltaic) | 6.15 | 11036 | Residential | Non-Incentive | 3 - Installed | 2024-01-04 | 2024-01-09 | 2024-03-04 | 26198 | 4000 | Southwest Electric Inc | Purchase
UNSEDG-10724 | 86403 | PV (Photovoltaic) | 13.53 | 24831 | Residential | Non-Incentive | 3 - Installed | 2024-01-04 | 2024-01-08 | 2024-04-02 | 53086.13 | 10617.23 | HAVASU SOLAR | Lease
UNSEDG-10732 | 85648 | PV (Photovoltaic) | 7.38 | 13558 | Residential | Non-Incentive | 3 - Installed | 2024-01-05 | 2024-01-09 | 2024-03-04 | 18450 | 5535 | SAGUARO SOLAR ELECTRIC | Purchase
UNSEDG-10728 | 86403 | PV (Photovoltaic) | 6.16 | 11450 | Residential | Non-Incentive | 3 - Installed | 2024-01-05 | 2024-01-09 | 2024-02-22 | 38665.96 | 2500 | Freedom Forever INC | Lease
UNSEDG-10729 | 86403 | PV (Photovoltaic) | 12.15 | 21729 | Residential | Non-Incentive | 3 - Installed | 2024-01-05 | 2024-01-09 | 2024-03-04 | 54670.9 | 2500 | Freedom Forever INC | Purchase
UNSEDG-10734 | 86409 | PV (Photovoltaic) | 5.265 | 9769 | Residential | Non-Incentive | 3 - Installed | 2024-01-05 | 2024-01-09 | 2024-04-24 | 33243.68 | 5000 | On Point Solar Power | Purchase
UNSEDG-10735 | 86404 | PV (Photovoltaic) | 14.76 | 24157 | Residential | Non-Incentive | 3 - Installed | 2024-01-05 | 2024-01-23 | 2024-03-25 | 42624.96 | 8524.99 | HAVASU SOLAR | Lease
UNSEDG-10736 | 86403 | PV (Photovoltaic) | 13.2 | 23930 | Residential | Non-Incentive | 3 - Installed | 2024-01-08 | 2024-01-09 | 2024-04-04 | 39895.08 | 7979.02 | HAVASU SOLAR | Lease
UNSEDG-10805 | 86403 | PV (Photovoltaic) | 7.9 | 15066 | Residential | Non-Incentive | 3 - Installed | 2024-01-17 | 2024-01-23 | 2024-02-22 | 15000 | 5000 | AAA Electric, Inc | Purchase
UNSEDG-10738 | 86406 | PV (Photovoltaic) | 20.5 | 34998 | Residential | Non-Incentive | 3 - Installed | 2024-01-08 | 2024-01-15 | 2024-04-15 | 62767.2 | 12553.44 | HAVASU SOLAR | Lease
UNSEDG-10739 | 86404 | PV (Photovoltaic) | 16.94 | 26427 | Residential | Non-Incentive | 3 - Installed | 2024-01-08 | 2024-01-18 | 2024-05-24 | 84887.92 | 2500 | Freedom Forever INC | Lease
UNSEDG-10740 | 86409 | PV (Photovoltaic) | 5.67 | 10839 | Residential | Non-Incentive | 3 - Installed | 2024-01-08 | 2024-01-23 | 2024-04-02 | 20979 | 1888.11 | LGCY INSTALLATION SERVICES LLC | Lease
UNSEDG-10741 | 85648 | PV (Photovoltaic) | 6.15 | 10424 | Residential | Non-Incentive | 3 - Installed | 2024-01-08 | 2024-01-25 | 2024-03-07 | 30135 | 17835 | RDX POWER LLC | Lease
UNSEDG-10742 | 86404 | PV (Photovoltaic) | 17.22 | 28270 | Residential | Non-Incentive | 3 - Installed | 2024-01-08 | 2024-05-08 | 2024-08-26 | 47222.69 | 9444.54 | HAVASU SOLAR | Lease
UNSEDG-10744 | 86404 | PV (Photovoltaic) | 10.53 | 18511 | Residential | Non-Incentive | 3 - Installed | 2024-01-09 | 2024-01-15 | 2024-03-14 | 36328.5 | 0 | TML International LLC | Purchase
UNSEDG-10743 | 86429 | PV (Photovoltaic) | 8.5 | 14078 | Residential | Non-Incentive | 3 - Installed | 2024-01-09 | 2024-01-09 | 2024-05-08 | 57326.16 | 2000 | Our World Energy | Lease
UNSEDG-10745 | 86406 | PV (Photovoltaic) | 15.4 | 29115 | Residential | Non-Incentive | 3 - Installed | 2024-01-09 | 2024-01-17 | 2024-03-06 | 41000 | 10000 | Mohave Solar | Purchase
UNSEDG-10797 | 86401 | PV (Photovoltaic) | 6.48 | 12170 | Residential | Non-Incentive | 3 - Installed | 2024-01-16 | 2024-01-18 | 2024-05-09 | 26295.65 | 0 | TML International LLC | Purchase
UNSEDG-10747 | 86403 | PV (Photovoltaic) | 9.625 | 16542 | Residential | Non-Incentive | 3 - Installed | 2024-01-09 | 2024-01-10 | 2024-04-02 | 58907.8 | 2500 | Freedom Forever INC | Lease
UNSEDG-10751 | 86409 | PV (Photovoltaic) | 15.2 | 25279 | Residential | Non-Incentive | 3 - Installed | 2024-01-09 | 2024-01-17 | 2024-04-03 | 6308.48 | 1892.54 | SAGUARO SOLAR ELECTRIC | Purchase
UNSEDG-10749 | 86406 | PV (Photovoltaic) | 21.73 | 35250 | Residential | Non-Incentive | 3 - Installed | 2024-01-09 | 2024-01-12 | 2024-03-15 | 55026.7 | 11005.34 | HAVASU SOLAR | Lease
UNSEDG-10748 | 86404 | PV (Photovoltaic) | 12.245 | 23144 | Residential | Non-Incentive | 3 - Installed | 2024-01-09 | 2024-01-10 | 2024-05-20 | 41564 | 1564 | Sunup America | Purchase
UNSEDG-10750 | 86406 | PV (Photovoltaic) | 11.2 | 18587 | Residential | Non-Incentive | 3 - Installed | 2024-01-09 | 2024-01-15 | 2024-04-10 | 77143 | 15428.6 | HAVASU SOLAR | Purchase
UNSEDG-10752 | 86409 | PV (Photovoltaic) | 4.25 | 8075 | Residential | Non-Incentive | 3 - Installed | 2024-01-10 | 2024-01-15 | 2024-04-24 | 14825 | 2000 | Our World Energy | Purchase
UNSEDG-10753 | 86406 | PV (Photovoltaic) | 24.2 | 38632 | Residential | Non-Incentive | 3 - Installed | 2024-01-10 | 2024-01-17 | 2024-04-08 | 85250 | 17050 | ESMAY ELECTRIC, INC. | Lease
UNSEDG-10754 | 86413 | PV (Photovoltaic) | 5.95 | 9916 | Residential | Non-Incentive | 3 - Installed | 2024-01-10 | 2024-01-15 | 2024-05-24 | 41211 | 2000 | Our World Energy | Lease
UNSEDG-10755 | 86404 | PV (Photovoltaic) | 22.715 | 38483 | Residential | Non-Incentive | 3 - Installed | 2024-01-10 | 2024-01-15 | 2024-09-26 | 114875.68 | 2500 | Freedom Forever INC | Lease
UNSEDG-10758 | 86403 | PV (Photovoltaic) | 9.625 | 17046 | Residential | Non-Incentive | 3 - Installed | 2024-01-10 | 2024-01-15 | 2024-06-03 | 57014.32 | 2500 | Freedom Forever INC | Lease
UNSEDG-10759 | 86406 | PV (Photovoltaic) | 11.2 | 19217 | Residential | Non-Incentive | 3 - Installed | 2024-01-10 | 2024-01-15 | 2024-02-27 | 50804.52 | 2500 | Freedom Forever INC | Purchase
UNSEDG-10762 | 86406 | PV (Photovoltaic) | 14.76 | 25750 | Residential | Non-Incentive | 3 - Installed | 2024-01-10 | 2024-01-23 | 2024-04-19 | 42313.15 | 8462.63 | HAVASU SOLAR | Lease
UNSEDG-10763 | 86404 | PV (Photovoltaic) | 8.2 | 14636 | Residential | Non-Incentive | 3 - Installed | 2024-01-10 | 2024-01-23 | 2024-03-05 | 23068.68 | 4613.74 | HAVASU SOLAR | Lease
UNSEDG-10764 | 86409 | PV (Photovoltaic) | 9.02 | 16248 | Residential | Non-Incentive | 3 - Installed | 2024-01-10 | 2024-01-16 | 2024-03-26 | 26667 | 10666.8 | Havasu Solar | Purchase
UNSEDG-10765 | 86406 | PV (Photovoltaic) | 9.84 | 17820 | Residential | Non-Incentive | 3 - Installed | 2024-01-10 | 2024-01-16 | 2024-04-05 | 27716.43 | 11086.57 | HAVASU SOLAR | Lease
UNSEDG-10767 | 86403 | PV (Photovoltaic) | 7.79 | 12873 | Residential | Non-Incentive | 3 - Installed | 2024-01-11 | 2024-01-16 | 2024-03-22 | 20799.79 | 4159.96 | HAVASU SOLAR | Lease
UNSEDG-10768 | 86409 | PV (Photovoltaic) | 8.925 | 16685 | Residential | Non-Incentive | 3 - Installed | 2024-01-11 | 2024-01-16 | 2024-05-09 | 63528.12 | 2000 | Our World Energy | Lease
UNSEDG-10769 | 86409 | PV (Photovoltaic) | 11.9 | 20258 | Residential | Non-Incentive | 3 - Installed | 2024-01-11 | 2024-01-25 | 2024-05-13 | 75933.96 | 2000 | Our World Energy | Lease
UNSEDG-10770 | 86409 | PV (Photovoltaic) | 3.69 | 6633 | Residential | Non-Incentive | 3 - Installed | 2024-01-11 | 2024-01-25 | 2024-04-02 | 12200 | 1500 | Capital Energy LLC | Purchase
UNSEDG-10772 | 86413 | PV (Photovoltaic) | 3.4 | 5868 | Residential | Non-Incentive | 3 - Installed | 2024-01-11 | 2024-01-16 | 2024-03-12 | 19284 | 2000 | Our World Energy | Lease
UNSEDG-10996 | 86404 | PV (Photovoltaic) | 23.1 | 43673 | Residential | Non-Incentive | 3 - Installed | 2024-02-06 | 2024-02-19 | 2024-04-25 | 64000 | 10000 | Mohave Solar | Purchase
UNSEDG-10773 | 86413 | PV (Photovoltaic) | 8.925 | 15589 | Residential | Non-Incentive | 3 - Installed | 2024-01-12 | 2024-01-16 | 2024-05-08 | 55892.16 | 2000 | Our World Energy | Lease
UNSEDG-11072 | 86406 | PV (Photovoltaic) | 18.48 | 34938 | Residential | Non-Incentive | 3 - Installed | 2024-02-14 | 2024-02-26 | 2024-03-22 | 55000 | 10000 | Mohave solar | Purchase
UNSEDG-10790 | 86404 | PV (Photovoltaic) | 8.74 | 16520 | Residential | Non-Incentive | 3 - Installed | 2024-01-16 | 2024-01-22 | 2024-02-22 | 23851 | 10000 | Mohave Solar | Purchase
UNSEDG-10774 | 86426 | PV (Photovoltaic) | 8.925 | 16121 | Residential | Non-Incentive | 3 - Installed | 2024-01-15 | 2024-01-23 | 2024-05-10 | 63342.24 | 2000 | Our World Energy | Lease
UNSEDG-10775 | 86401 | PV (Photovoltaic) | 3.825 | 6414 | Residential | Non-Incentive | 3 - Installed | 2024-01-15 | 2024-01-18 | 2024-03-01 | 27492 | 2000 | Our World Energy | Lease
UNSEDG-10786 | 86413 | PV (Photovoltaic) | 10.2 | 19581 | Residential | Non-Incentive | 3 - Installed | 2024-01-16 | 2024-02-05 | 2024-06-06 | 58793.76 | 2000 | Our World Energy | Lease
UNSEDG-10776 | 86404 | PV (Photovoltaic) | 8.505 | 15646 | Residential | Non-Incentive | 3 - Installed | 2024-01-15 | 2024-01-26 | 2024-07-02 | 34919 | 0 | TML International LLC | Purchase
UNSEDG-10777 | 86409 | PV (Photovoltaic) | 6.375 | 10514 | Residential | Non-Incentive | 3 - Installed | 2024-01-15 | 2024-02-19 | 2024-05-03 | 44905.32 | 2000 | Our World Energy | Lease
UNSEDG-10778 | 85621 | PV (Photovoltaic) | 6.715 | 12515 | Residential | Non-Incentive | 3 - Installed | 2024-01-15 | 2024-02-20 | 2024-03-13 | 32929 | 6929 | Solar Topps, LLC | Purchase
UNSEDG-10779 | 86413 | PV (Photovoltaic) | 12.75 | 21699 | Residential | Non-Incentive | 3 - Installed | 2024-01-15 | 2024-01-18 | 2024-05-15 | 80100 | 2000 | Our World Energy | Lease
UNSEDG-10780 | 86413 | PV (Photovoltaic) | 6.715 | 11353 | Residential | Non-Incentive | 3 - Installed | 2024-01-15 | 2024-02-06 | 2024-04-03 | 24495 | 1495 | Sunup America | Purchase
UNSEDG-10781 | 86409 | PV (Photovoltaic) | 7.65 | 13706 | Residential | Non-Incentive | 3 - Installed | 2024-01-15 | 2024-01-18 | 2024-06-10 | 51888.36 | 2000 | Our World Energy | Lease
UNSEDG-10791 | 86409 | PV (Photovoltaic) | 50.05 | 91702 | Non-Residential | Non-Incentive | 3 - Installed | 2024-01-16 | 2024-02-20 | 2024-08-23 | 91000 | 30000 | EVER ELECTRIC LLC | Purchase
UNSEDG-10782 | 86413 | PV (Photovoltaic) | 5.525 | 10701 | Residential | Non-Incentive | 3 - Installed | 2024-01-15 | 2024-01-18 | 2024-04-24 | 42207.72 | 2000 | Our World Energy | Lease
UNSEDG-11119 | 86426 | PV (Photovoltaic) | 8 | 13888 | Residential | Non-Incentive | 3 - Installed | 2024-02-21 | 2024-03-06 | 2024-05-08 | 4013.95 | 1204.18 | SAGUARO SOLAR ELECTRIC | Purchase
UNSEDG-10785 | 86404 | PV (Photovoltaic) | 7.29 | 13261 | Residential | Non-Incentive | 3 - Installed | 2024-01-15 | 2024-01-18 | 2024-03-11 | 23328 | 0 | TML International LLC | Purchase
UNSEDG-10787 | 86413 | PV (Photovoltaic) | 7.65 | 13048 | Residential | Non-Incentive | 3 - Installed | 2024-01-16 | 2024-01-18 | 2024-05-22 | 48818.04 | 2000 | Our World Energy | Lease
UNSEDG-10789 | 86413 | PV (Photovoltaic) | 13.6 | 23487 | Residential | Non-Incentive | 3 - Installed | 2024-01-16 | 2024-01-18 | 2024-05-29 | 89013 | 2000 | Our World Energy | Lease
UNSEDG-10793 | 86403 | PV (Photovoltaic) | 11.55 | 21836 | Residential | Non-Incentive | 3 - Installed | 2024-01-16 | 2024-01-18 | 2024-03-08 | 29500 | 10000 | MOHAVE SOLAR | Purchase
UNSEDG-10794 | 86406 | PV (Photovoltaic) | 14.245 | 26932 | Residential | Non-Incentive | 3 - Installed | 2024-01-16 | 2024-01-18 | 2024-03-04 | 38500 | 10000 | MOHAVE SOLAR | Purchase
UNSEDG-10795 | 86404 | PV (Photovoltaic) | 23.1 | 43673 | Residential | Non-Incentive | 3 - Installed | 2024-01-16 | 2024-01-18 | 2024-03-07 | 65000 | 10000 | MOHAVE SOLAR | Purchase
UNSEDG-10796 | 85648 | PV (Photovoltaic) | 6.885 | 12352 | Residential | Non-Incentive | 3 - Installed | 2024-01-16 | 2024-02-01 | 2024-05-03 | 31418 | 1571 | SOLAR PROS AZ | Purchase
UNSEDG-10800 | 86409 | PV (Photovoltaic) | 7.11 | 13710 | Residential | Non-Incentive | 3 - Installed | 2024-01-16 | 2024-01-18 | 2024-04-22 | 21000 | 3000 | Angle Solar | Purchase
UNSEDG-10798 | 86426 | PV (Photovoltaic) | 10.625 | 18274 | Residential | Non-Incentive | 3 - Installed | 2024-01-16 | 2024-01-23 | 2024-04-04 | 79366.44 | 2000 | Our World Energy | Lease
UNSEDG-10801 | 86403 | PV (Photovoltaic) | 7.38 | 12451 | Residential | Non-Incentive | 3 - Installed | 2024-01-16 | 2024-01-23 | 2024-03-26 | 19932.96 | 3986.59 | HAVASU SOLAR | Lease
UNSEDG-10802 | 86406 | PV (Photovoltaic) | 25.01 | 42985 | Residential | Non-Incentive | 3 - Installed | 2024-01-16 | 2024-02-21 | 2024-04-25 | 70164.47 | 14032.89 | HAVASU SOLAR | Lease
UNSEDG-10803 | 86406 | PV (Photovoltaic) | 20.5 | 35629 | Residential | Non-Incentive | 3 - Installed | 2024-01-16 | 2024-01-23 | 2024-04-03 | 52347.7 | 10469.54 | HAVASU SOLAR | Lease
UNSEDG-10806 | 86413 | PV (Photovoltaic) | 8.075 | 14327 | Residential | Non-Incentive | 3 - Installed | 2024-01-17 | 2024-01-25 | 2024-04-24 | 55795.44 | 2000 | Our World Energy | Lease
UNSEDG-10808 | 85648 | PV (Photovoltaic) | 11.475 | 19751 | Residential | Non-Incentive | 3 - Installed | 2024-01-17 | 2024-01-25 | 2024-08-02 | 31643.75 | 2000 | Our World Energy | Purchase
UNSEDG-10809 | 86413 | PV (Photovoltaic) | 10.66 | 19954 | Residential | Non-Incentive | 3 - Installed | 2024-01-17 | 2024-01-25 | 2024-06-05 | 25585 | 5117 | HAVASU SOLAR | Purchase
UNSEDG-10810 | 86406 | PV (Photovoltaic) | 20.5 | 33636 | Residential | Non-Incentive | 3 - Installed | 2024-01-17 | 2024-01-23 | 2024-05-22 | 68913.11 | 13782.62 | HAVASU SOLAR | Lease
UNSEDG-10811 | 86406 | PV (Photovoltaic) | 8.2 | 15718 | Residential | Non-Incentive | 3 - Installed | 2024-01-17 | 2024-01-23 | 2024-02-20 | 21100 | 4220 | HAVASU SOLAR | Purchase
UNSEDG-10812 | 86406 | PV (Photovoltaic) | 13.53 | 25170 | Residential | Non-Incentive | 3 - Installed | 2024-01-17 | 2024-01-23 | 2024-04-15 | 39983 | 7996.6 | HAVASU SOLAR | Purchase
UNSEDG-10813 | 85621 | PV (Photovoltaic) | 5.2 | 9532 | Residential | Non-Incentive | 3 - Installed | 2024-01-17 | 2024-02-21 | 2024-07-24 | 56593.4 | 10400 | TELT Ventures LLC dba 1Solar | Lease
UNSEDG-10814 | 86406 | PV (Photovoltaic) | 9.02 | 16436 | Residential | Non-Incentive | 3 - Installed | 2024-01-17 | 2024-01-25 | 2024-03-14 | 23813.34 | 4762.67 | HAVASU SOLAR | Lease
UNSEDG-10826 | 86401 | PV (Photovoltaic) | 6.97 | 11722 | Residential | Non-Incentive | 3 - Installed | 2024-01-18 | 2024-02-01 | 2024-04-02 | 17425 | 3485 | HAVASU SOLAR | Lease
UNSEDG-10816 | 86403 | PV (Photovoltaic) | 9.02 | 16830 | Residential | Non-Incentive | 3 - Installed | 2024-01-17 | 2024-01-25 | 2024-03-15 | 22550 | 4510 | HAVASU SOLAR | Purchase
UNSEDG-10817 | 86403 | PV (Photovoltaic) | 13.94 | 23912 | Residential | Non-Incentive | 3 - Installed | 2024-01-17 | 2024-01-25 | 2024-03-25 | 40862.26 | 8172.45 | HAVASU SOLAR | Lease
UNSEDG-10819 | 86413 | PV (Photovoltaic) | 13.6 | 23185 | Residential | Non-Incentive | 3 - Installed | 2024-01-18 | 2024-02-27 | 2024-06-19 | 81584.4 | 2000 | Our World Energy | Lease
UNSEDG-10841 | 86406 | PV (Photovoltaic) | 4.62 | 8735 | Residential | Non-Incentive | 3 - Installed | 2024-01-19 | 2024-01-26 | 2024-03-22 | 14400 | 4400 | MOHAVE SOLAR | Purchase
UNSEDG-10820 | 86404 | PV (Photovoltaic) | 11.48 | 20182 | Residential | Non-Incentive | 3 - Installed | 2024-01-18 | 2024-01-25 | 2024-03-29 | 33679 | 6735.8 | HAVASU SOLAR | Purchase
UNSEDG-10821 | 86404 | PV (Photovoltaic) | 10.66 | 19684 | Residential | Non-Incentive | 3 - Installed | 2024-01-18 | 2024-02-01 | 2024-05-01 | 32616.33 | 6523.27 | HAVASU SOLAR | Lease
UNSEDG-10823 | 86403 | PV (Photovoltaic) | 5.74 | 9525 | Residential | Non-Incentive | 3 - Installed | 2024-01-18 | 2024-03-06 | 2024-04-25 | 17891.68 | 3578.34 | HAVASU SOLAR | Lease
UNSEDG-10825 | 86413 | PV (Photovoltaic) | 7.79 | 14687 | Residential | Non-Incentive | 3 - Installed | 2024-01-18 | 2024-01-25 | 2024-07-24 | 20643.5 | 4128.7 | HAVASU SOLAR | Lease
UNSEDG-10827 | 86403 | PV (Photovoltaic) | 7.38 | 13140 | Residential | Non-Incentive | 3 - Installed | 2024-01-18 | 2024-01-25 | 2024-04-17 | 18819 | 3763.8 | HAVASU SOLAR | Purchase
UNSEDG-10829 | 86406 | PV (Photovoltaic) | 20.5 | 31182 | Residential | Non-Incentive | 3 - Installed | 2024-01-18 | 2024-01-25 | 2024-03-26 | 52303.35 | 10460.67 | HAVASU SOLAR | Lease
UNSEDG-10828 | 86413 | PV (Photovoltaic) | 7.225 | 13495 | Residential | Non-Incentive | 3 - Installed | 2024-01-18 | 2024-01-25 | 2024-05-22 | 19952 | 2000 | Our World Energy | Purchase
UNSEDG-10830 | 86406 | PV (Photovoltaic) | 7.38 | 13496 | Residential | Non-Incentive | 3 - Installed | 2024-01-18 | 2024-02-05 | 2024-04-25 | 22297.73 | 4459.55 | HAVASU SOLAR | Lease
UNSEDG-10831 | 86406 | PV (Photovoltaic) | 5.775 | 10202 | Residential | Non-Incentive | 3 - Installed | 2024-01-18 | 2024-01-26 | 2024-04-04 | 31567 | 2500 | Freedom Forever INC | Lease
UNSEDG-10832 | 86404 | PV (Photovoltaic) | 13.53 | 22899 | Residential | Non-Incentive | 3 - Installed | 2024-01-18 | 2024-01-26 | 2024-04-16 | 35054.16 | 7010.83 | HAVASU SOLAR | Lease
UNSEDG-10856 | 85648 | PV (Photovoltaic) | 5.74 | 9150 | Residential | Non-Incentive | 3 - Installed | 2024-01-22 | 2024-03-04 | 2024-06-24 | 32717.9 | 21237.9 | RDX POWER LLC | Lease
UNSEDG-10835 | 86403 | PV (Photovoltaic) | 8.2 | 12532 | Residential | Non-Incentive | 3 - Installed | 2024-01-18 | 2024-02-01 | 2024-04-12 | 22252.92 | 4450.58 | HAVASU SOLAR | Lease
UNSEDG-10836 | 86403 | PV (Photovoltaic) | 16.4 | 26186 | Residential | Non-Incentive | 3 - Installed | 2024-01-18 | 2024-01-26 | 2024-04-19 | 49482.8 | 9896.56 | HAVASU SOLAR | Lease
UNSEDG-10838 | 86406 | PV (Photovoltaic) | 12.325 | 22416 | Residential | Non-Incentive | 3 - Installed | 2024-01-19 | 2024-01-25 | 2024-04-01 | 63743.31 | 2000 | Our World Energy | Purchase
UNSEDG-10839 | 86406 | PV (Photovoltaic) | 10.395 | 17598 | Residential | Non-Incentive | 3 - Installed | 2024-01-19 | 2024-01-25 | 2024-04-26 | 58835.8 | 2500 | Freedom Forever INC | Lease
UNSEDG-10843 | 86406 | PV (Photovoltaic) | 19.975 | 32787 | Residential | Non-Incentive | 3 - Installed | 2024-01-19 | 2024-01-26 | 2024-05-23 | 131194.92 | 2000 | Our World Energy | Lease
UNSEDG-10844 | 86413 | PV (Photovoltaic) | 8.5 | 15585 | Residential | Non-Incentive | 3 - Installed | 2024-01-19 | 2024-01-26 | 2024-07-24 | 63333 | 2000 | Our World Energy | Lease
UNSEDG-10845 | 86406 | PV (Photovoltaic) | 12.6 | 22565 | Residential | Non-Incentive | 3 - Installed | 2024-01-19 | 2024-01-29 | 2024-07-12 | 37983.38 | 7596.68 | HAVASU SOLAR | Lease
UNSEDG-10846 | 86404 | PV (Photovoltaic) | 8.61 | 15719 | Residential | Non-Incentive | 3 - Installed | 2024-01-19 | 2024-01-29 | 2024-03-29 | 24969 | 4993.8 | HAVASU SOLAR | Lease
UNSEDG-10848 | 86406 | PV (Photovoltaic) | 9.02 | 16147 | Residential | Non-Incentive | 3 - Installed | 2024-01-19 | 2024-01-29 | 2024-03-26 | 25468.03 | 5093.61 | HAVASU SOLAR | Lease
UNSEDG-10849 | 86406 | PV (Photovoltaic) | 9.43 | 17694 | Residential | Non-Incentive | 3 - Installed | 2024-01-19 | 2024-01-26 | 2024-03-22 | 28125.37 | 5625.07 | HAVASU SOLAR | Lease
UNSEDG-10850 | 86403 | PV (Photovoltaic) | 8.2 | 14185 | Residential | Non-Incentive | 3 - Installed | 2024-01-19 | 2024-01-31 | 2024-07-19 | 22140 | 4428 | HAVASU SOLAR | Lease
UNSEDG-10851 | 86406 | PV (Photovoltaic) | 16.81 | 29714 | Residential | Non-Incentive | 3 - Installed | 2024-01-19 | 2024-02-22 | 2024-03-27 | 47070.16 | 9414.03 | HAVASU SOLAR | Lease
UNSEDG-10852 | 86404 | PV (Photovoltaic) | 11.48 | 20399 | Residential | Non-Incentive | 3 - Installed | 2024-01-19 | 2024-01-26 | 2024-03-29 | 36021.02 | 7204.2 | HAVASU SOLAR | Lease
UNSEDG-10853 | 86413 | PV (Photovoltaic) | 4.675 | 7931 | Residential | Non-Incentive | 3 - Installed | 2024-01-22 | 2024-01-26 | 2024-05-22 | 28099.56 | 2000 | Our World Energy | Lease
UNSEDG-10854 | 86413 | PV (Photovoltaic) | 4.25 | 7295 | Residential | Non-Incentive | 3 - Installed | 2024-01-22 | 2024-01-29 | 2024-06-05 | 33015 | 2000 | Our World Energy | Lease
UNSEDG-10855 | 86426 | PV (Photovoltaic) | 12.325 | 22993 | Residential | Non-Incentive | 3 - Installed | 2024-01-22 | 2024-01-30 | 2024-06-12 | 86789.64 | 2000 | Our World Energy | Lease
UNSEDG-10857 | 85648 | PV (Photovoltaic) | 9.805 | 17714 | Residential | Non-Incentive | 3 - Installed | 2024-01-22 | 2024-03-27 | 2024-06-14 | 57317.9 | 37637.9 | RDX POWER LLC | Lease
UNSEDG-10861 | 86403 | PV (Photovoltaic) | 14.76 | 26985 | Residential | Non-Incentive | 3 - Installed | 2024-01-22 | 2024-02-01 | 2024-04-02 | 40643.21 | 8128.64 | HAVASU SOLAR | Lease
UNSEDG-10860 | 86406 | PV (Photovoltaic) | 16.28 | 28715 | Residential | Non-Incentive | 3 - Installed | 2024-01-22 | 2024-01-29 | 2024-04-08 | 56210 | 11242 | ESMAY ELECTRIC, INC. | Lease
UNSEDG-10863 | 86413 | PV (Photovoltaic) | 8.5 | 15728 | Residential | Non-Incentive | 3 - Installed | 2024-01-23 | 2024-02-21 | 2024-05-29 | 73575.36 | 2000 | Our World Energy | Lease
UNSEDG-10865 | 86404 | PV (Photovoltaic) | 21.42 | 40694 | Residential | Non-Incentive | 3 - Installed | 2024-01-23 | 2024-02-21 | 2024-05-20 | 55411.5 | 11082.3 | HAVASU SOLAR | Lease
UNSEDG-10864 | 86413 | PV (Photovoltaic) | 7.225 | 13476 | Residential | Non-Incentive | 3 - Installed | 2024-01-23 | 2024-01-29 | 2024-05-08 | 44513.76 | 2000 | Our World Energy | Lease
UNSEDG-10869 | 86401 | PV (Photovoltaic) | 5.85 | 11177 | Residential | Non-Incentive | 3 - Installed | 2024-01-23 | 2024-02-01 | 2024-03-19 | 19625.79 | 5000 | On Point Solar Power | Purchase
UNSEDG-10866 | 86406 | PV (Photovoltaic) | 15.58 | 28090 | Residential | Non-Incentive | 3 - Installed | 2024-01-23 | 2024-01-29 | 2024-04-15 | 41317.58 | 8263.52 | HAVASU SOLAR | Lease
UNSEDG-10868 | 86406 | PV (Photovoltaic) | 11.48 | 17248 | Residential | Non-Incentive | 3 - Installed | 2024-01-23 | 2024-01-29 | 2024-03-25 | 36361 | 7272.2 | HAVASU SOLAR | Purchase
UNSEDG-10870 | 86403 | PV (Photovoltaic) | 6.93 | 11925 | Residential | Non-Incentive | 3 - Installed | 2024-01-23 | 2024-01-30 | 2024-03-07 | 40092.52 | 2500 | Freedom Forever INC | Lease
UNSEDG-10871 | 85621 | PV (Photovoltaic) | 5.2 | 8714 | Residential | Non-Incentive | 3 - Installed | 2024-01-23 | 2024-02-23 | 2024-06-05 | 50680.04 | 10400 | TELT Ventures LLC dba 1Solar | Lease
UNSEDG-10874 | 86404 | PV (Photovoltaic) | 10.4 | 18801 | Residential | Non-Incentive | 3 - Installed | 2024-01-23 | 2024-01-30 | 2024-10-11 | 38514.29 | 0 | TML International LLC | Purchase
UNSEDG-10876 | 86401 | PV (Photovoltaic) | 5.135 | 9901 | Residential | Non-Incentive | 3 - Installed | 2024-01-23 | 2024-02-01 | 2024-03-07 | 17000 | 1000 | Angle Solar | Purchase
UNSEDG-10890 | 86413 | PV (Photovoltaic) | 5.135 | 9901 | Residential | Non-Incentive | 3 - Installed | 2024-01-24 | 2024-01-31 | 2024-04-03 | 17000 | 1000 | Angle Solar | Purchase
UNSEDG-10877 | 85648 | PV (Photovoltaic) | 10.4 | 17971 | Residential | Non-Incentive | 3 - Installed | 2024-01-23 | 2024-02-21 | 2024-04-01 | 26000 | 1300 | Solar Pros AZ | Purchase
UNSEDG-10879 | 86406 | PV (Photovoltaic) | 6.56 | 12154 | Residential | Non-Incentive | 3 - Installed | 2024-01-23 | 2024-01-31 | 2024-03-15 | 21845.3 | 8738.12 | HAVASU SOLAR | Lease
UNSEDG-10882 | 86403 | PV (Photovoltaic) | 10.25 | 18386 | Residential | Non-Incentive | 3 - Installed | 2024-01-23 | 2024-01-31 | 2024-04-16 | 28232.31 | 5646.46 | HAVASU SOLAR | Lease
UNSEDG-10883 | 86406 | PV (Photovoltaic) | 6.15 | 11301 | Residential | Non-Incentive | 3 - Installed | 2024-01-23 | 2024-01-31 | 2024-04-25 | 19847.26 | 7938.91 | HAVASU SOLAR | Lease
UNSEDG-10881 | 85648 | PV (Photovoltaic) | 10.4 | 17429 | Residential | Non-Incentive | 3 - Installed | 2024-01-23 | 2024-03-04 | 2024-07-08 | 85158.38 | 20800 | TELT Ventures LLC dba 1Solar | Lease
UNSEDG-10884 | 86403 | PV (Photovoltaic) | 22.14 | 39973 | Residential | Non-Incentive | 3 - Installed | 2024-01-23 | 2024-01-31 | 2024-05-28 | 70313.53 | 14062.71 | HAVASU SOLAR | Lease
UNSEDG-10885 | 85648 | PV (Photovoltaic) | 7.2 | 12066 | Residential | Non-Incentive | 3 - Installed | 2024-01-23 | 2024-03-14 | 2024-04-22 | 68821.2 | 54421.2 | TELT Ventures LLC dba 1Solar | Lease
UNSEDG-10886 | 85648 | PV (Photovoltaic) | 10.8 | 19851 | Residential | Non-Incentive | 3 - Installed | 2024-01-23 | 2024-02-23 | 2024-06-05 | 43435.53 | 2500 | TELT Ventures LLC dba 1Solar | Lease
UNSEDG-10887 | 85621 | PV (Photovoltaic) | 5.2 | 9110 | Residential | Non-Incentive | 3 - Installed | 2024-01-24 | 2024-03-04 | 2024-05-20 | 40114 | 2500 | TELT Ventures LLC dba 1Solar | Lease
UNSEDG-10888 | 86409 | PV (Photovoltaic) | 7.225 | 12200 | Residential | Non-Incentive | 3 - Installed | 2024-01-24 | 2024-01-31 | 2024-04-18 | 38161.37 | 2000 | Our World Energy | Purchase
UNSEDG-10889 | 86413 | PV (Photovoltaic) | 8.5 | 15708 | Residential | Non-Incentive | 3 - Installed | 2024-01-24 | 2024-01-30 | 2024-07-03 | 68634.48 | 2000 | Our World Energy | Lease
UNSEDG-10891 | 86406 | PV (Photovoltaic) | 4.235 | 7621 | Residential | Non-Incentive | 3 - Installed | 2024-01-24 | 2024-04-17 | 2024-05-23 | 26874.88 | 2500 | Freedom Forever INC | Lease
UNSEDG-10892 | 86406 | PV (Photovoltaic) | 9.02 | 16489 | Residential | Non-Incentive | 3 - Installed | 2024-01-24 | 2024-02-19 | 2024-04-02 | 25550 | 5110 | HAVASU SOLAR | Purchase
UNSEDG-11147 | 86404 | PV (Photovoltaic) | 8.47 | 16013 | Residential | Non-Incentive | 3 - Installed | 2024-02-27 | 2024-03-05 | 2024-04-09 | 22500 | 10000 | Mohave Solar | Purchase
UNSEDG-10893 | 86401 | PV (Photovoltaic) | 8.2 | 15145 | Residential | Non-Incentive | 3 - Installed | 2024-01-24 | 2024-02-05 | 2024-05-21 | 23564 | 4712.8 | HAVASU SOLAR | Purchase
UNSEDG-10903 | 86403 | PV (Photovoltaic) | 11.07 | 19218 | Residential | Non-Incentive | 3 - Installed | 2024-01-25 | 2024-02-19 | 2024-05-15 | 32609.08 | 6521.81 | HAVASU SOLAR | Lease
UNSEDG-10904 | 86403 | PV (Photovoltaic) | 13.94 | 24515 | Residential | Non-Incentive | 3 - Installed | 2024-01-25 | 2024-02-19 | 2024-05-03 | 39777.92 | 7955.58 | HAVASU SOLAR | Lease
UNSEDG-10898 | 86406 | PV (Photovoltaic) | 9.6 | 15658 | Residential | Non-Incentive | 3 - Installed | 2024-01-25 | 2024-02-05 | 2024-09-09 | 51109.41 | 2000 | Our World Energy | Purchase
UNSEDG-10899 | 86404 | PV (Photovoltaic) | 11.935 | 21506 | Residential | Non-Incentive | 3 - Installed | 2024-01-25 | 2024-02-05 | 2024-10-01 | 78246.88 | 2500 | Freedom Forever INC | Lease
UNSEDG-10900 | 86406 | PV (Photovoltaic) | 10.78 | 18746 | Residential | Non-Incentive | 3 - Installed | 2024-01-25 | 2024-02-05 | 2024-04-02 | 61503.76 | 2500 | Freedom Forever INC | Lease
UNSEDG-10901 | 86406 | PV (Photovoltaic) | 3.08 | 5703 | Residential | Non-Incentive | 3 - Installed | 2024-01-25 | 2024-02-05 | 2024-03-04 | 12345.5 | 2500 | Freedom Forever INC | Purchase
UNSEDG-10902 | 86413 | PV (Photovoltaic) | 15.3 | 27800 | Residential | Non-Incentive | 3 - Installed | 2024-01-25 | 2024-02-05 | 2024-05-22 | 97259.16 | 2000 | Our World Energy | Lease
UNSEDG-10906 | 86401 | PV (Photovoltaic) | 5.85 | 10670 | Residential | Non-Incentive | 3 - Installed | 2024-01-25 | 2024-02-06 | 2024-03-07 | 33615 | 5000 | On Point Solar Power | Purchase
UNSEDG-10905 | 86404 | PV (Photovoltaic) | 15.84 | 26441 | Residential | Non-Incentive | 3 - Installed | 2024-01-25 | 2024-02-19 | 2024-03-27 | 53364 | 10672.8 | ESMAY ELECTRIC, INC. | Lease
UNSEDG-10907 | 86413 | PV (Photovoltaic) | 11.475 | 19662 | Residential | Non-Incentive | 3 - Installed | 2024-01-25 | 2024-02-05 | 2024-05-29 | 76926 | 2000 | Our World Energy | Lease
UNSEDG-10909 | 86409 | PV (Photovoltaic) | 10.92 | 20536 | Residential | Non-Incentive | 3 - Installed | 2024-01-25 | 2024-02-05 | 2024-05-01 | 84625.56 | 5000 | On Point Solar Power | Purchase
UNSEDG-10910 | 86404 | PV (Photovoltaic) | 9.6 | 17485 | Residential | Non-Incentive | 3 - Installed | 2024-01-26 | 2024-02-05 | 2024-04-25 | 54781.94 | 2000 | Our World Energy | Purchase
UNSEDG-10911 | 86403 | PV (Photovoltaic) | 14.35 | 26820 | Residential | Non-Incentive | 3 - Installed | 2024-01-26 | 2024-02-05 | 2024-05-13 | 38465.72 | 7693.14 | HAVASU SOLAR | Lease
UNSEDG-10914 | 86406 | PV (Photovoltaic) | 10.25 | 18419 | Residential | Non-Incentive | 3 - Installed | 2024-01-26 | 2024-02-05 | 2024-05-06 | 31410.55 | 6282.11 | HAVASU SOLAR | Lease
UNSEDG-10913 | 86413 | PV (Photovoltaic) | 7.65 | 12842 | Residential | Non-Incentive | 3 - Installed | 2024-01-26 | 2024-02-05 | 2024-05-15 | 51662.16 | 2000 | Our World Energy | Lease
UNSEDG-10917 | 85648 | PV (Photovoltaic) | 6.4 | 11597 | Residential | Non-Incentive | 3 - Installed | 2024-01-26 | 2024-02-22 | 2024-04-24 | 15300 | 2500 | TELT Ventures LLC dba 1Solar | Lease
UNSEDG-10918 | 85648 | PV (Photovoltaic) | 11.2 | 18770 | Residential | Non-Incentive | 3 - Installed | 2024-01-26 | 2024-02-21 | 2024-07-19 | 24900 | 2500 | TELT Ventures LLC dba 1Solar | Lease
UNSEDG-10919 | 85648 | PV (Photovoltaic) | 4.4 | 8074 | Residential | Non-Incentive | 3 - Installed | 2024-01-26 | 2024-04-03 | 2024-06-14 | 19346.14 | 2500 | TELT Ventures LLC dba 1Solar | Lease
UNSEDG-10920 | 85648 | PV (Photovoltaic) | 8 | 14416 | Residential | Non-Incentive | 3 - Installed | 2024-01-26 | 2024-02-23 | 2024-07-26 | 18500 | 2500 | TELT Ventures LLC dba 1Solar | Lease
UNSEDG-10921 | 85648 | PV (Photovoltaic) | 12.8 | 22953 | Residential | Non-Incentive | 3 - Installed | 2024-01-26 | 2024-02-23 | 2024-07-02 | 28100 | 2500 | TELT Ventures LLC dba 1Solar | Lease
UNSEDG-10922 | 85648 | PV (Photovoltaic) | 13.6 | 24183 | Residential | Non-Incentive | 3 - Installed | 2024-01-26 | 2024-03-26 | 2024-06-10 | 29700 | 2500 | TELT Ventures LLC dba 1Solar | Lease
UNSEDG-10925 | 86413 | PV (Photovoltaic) | 6.8 | 12515 | Residential | Non-Incentive | 3 - Installed | 2024-01-29 | 2024-02-05 | 2024-06-05 | 38768.64 | 2000 | Our World Energy | Lease
UNSEDG-10926 | 86403 | PV (Photovoltaic) | 10.01 | 18627 | Residential | Non-Incentive | 3 - Installed | 2024-01-29 | 2024-02-22 | 2024-04-17 | 59738.92 | 2500 | Freedom Forever INC | Lease
UNSEDG-10927 | 85648 | PV (Photovoltaic) | 9.48 | 17501 | Residential | Non-Incentive | 3 - Installed | 2024-01-29 | 2024-02-26 | 2024-05-10 | 27695 | 2500 | VECTOR ENERGY LLC DBA FUSION POWER CO | Purchase
UNSEDG-10960 | 86404 | PV (Photovoltaic) | 6.4 | 11668 | Residential | Non-Incentive | 3 - Installed | 2024-02-01 | 2024-02-06 | 2024-04-01 | 42659.88 | 2000 | Our World Energy | Lease
UNSEDG-10928 | 86406 | PV (Photovoltaic) | 6.56 | 11007 | Residential | Non-Incentive | 3 - Installed | 2024-01-29 | 2024-02-06 | 2024-04-22 | 16883.86 | 3376.77 | HAVASU SOLAR | Lease
UNSEDG-10929 | 86401 | PV (Photovoltaic) | 6.15 | 12133 | Residential | Non-Incentive | 3 - Installed | 2024-01-29 | 2024-02-06 | 2024-05-21 | 15375 | 3075 | HAVASU SOLAR | Lease
UNSEDG-10930 | 86406 | PV (Photovoltaic) | 14.7 | 23735 | Residential | Non-Incentive | 3 - Installed | 2024-01-29 | 2024-05-17 | 2024-07-11 | 37521.22 | 7504.24 | HAVASU SOLAR | Lease
UNSEDG-10931 | 86404 | PV (Photovoltaic) | 18.86 | 31077 | Residential | Non-Incentive | 3 - Installed | 2024-01-29 | 2024-02-06 | 2024-05-03 | 45970.29 | 9194.06 | HAVASU SOLAR | Lease
UNSEDG-10932 | 85648 | PV (Photovoltaic) | 6 | 10927 | Residential | Non-Incentive | 3 - Installed | 2024-01-29 | 2024-03-26 | 2024-05-10 | 14500 | 2500 | TELT Ventures LLC dba 1Solar | Purchase
UNSEDG-10934 | 85648 | PV (Photovoltaic) | 4.4 | 8024 | Residential | Non-Incentive | 3 - Installed | 2024-01-29 | 2024-03-26 | 2024-06-25 | 11300 | 2500 | TELT Ventures LLC dba 1Solar | Lease
UNSEDG-10935 | 85621 | PV (Photovoltaic) | 5.2 | 9077 | Residential | Non-Incentive | 3 - Installed | 2024-01-29 | 2024-02-23 | 2024-07-22 | 20526.88 | 2500 | TELT Ventures LLC dba 1Solar | Lease
UNSEDG-10936 | 85648 | PV (Photovoltaic) | 4.4 | 7775 | Residential | Non-Incentive | 3 - Installed | 2024-01-29 | 2024-03-14 | 2024-04-22 | 19220 | 2500 | TELT Ventures LLC dba 1Solar | Lease
UNSEDG-11076 | 86404 | PV (Photovoltaic) | 17.325 | 32755 | Residential | Non-Incentive | 3 - Installed | 2024-02-14 | 2024-02-26 | 2024-04-24 | 58376 | 10000 | Mohave Solar | Purchase
UNSEDG-10938 | 86404 | PV (Photovoltaic) | 6.375 | 10451 | Residential | Non-Incentive | 3 - Installed | 2024-01-30 | 2024-02-06 | 2024-06-07 | 40484.4 | 2000 | Our World Energy | Lease
UNSEDG-10939 | 86404 | PV (Photovoltaic) | 9.2 | 14783 | Residential | Non-Incentive | 3 - Installed | 2024-01-30 | 2024-02-06 | 2024-07-16 | 57774 | 2000 | Our World Energy | Lease
UNSEDG-10941 | 86406 | PV (Photovoltaic) | 9.43 | 16789 | Residential | Non-Incentive | 3 - Installed | 2024-01-30 | 2024-03-04 | 2024-05-02 | 28340.08 | 5668.02 | HAVASU SOLAR | Lease
UNSEDG-10940 | 86406 | PV (Photovoltaic) | 6.93 | 12038 | Residential | Non-Incentive | 3 - Installed | 2024-01-30 | 2024-02-06 | 2024-05-20 | 42354.52 | 2500 | Freedom Forever INC | Lease
UNSEDG-10942 | 86403 | PV (Photovoltaic) | 11.935 | 20581 | Residential | Non-Incentive | 3 - Installed | 2024-01-30 | 2024-02-21 | 2024-06-07 | 61427.68 | 2500 | Freedom Forever INC | Lease
UNSEDG-11128 | 86403 | PV (Photovoltaic) | 7.38 | 11110 | Residential | Non-Incentive | 3 - Installed | 2024-02-22 | 2024-03-06 | 2024-05-02 | 22762.18 | 4552.44 | HAVASU SOLAR | Lease
UNSEDG-10943 | 86401 | PV (Photovoltaic) | 7.8 | 14873 | Residential | Non-Incentive | 3 - Installed | 2024-01-30 | 2024-02-06 | 2024-03-07 | 48405 | 5000 | On Point Solar Power | Lease
UNSEDG-10979 | 85648 | PV (Photovoltaic) | 10 | 18039 | Residential | Non-Incentive | 3 - Installed | 2024-02-02 | 2024-02-06 | 2024-03-25 | 23124 | 6937.2 | SAGUARO SOLAR ELECTRIC | Purchase
UNSEDG-10944 | 86401 | PV (Photovoltaic) | 9.75 | 16380 | Residential | Non-Incentive | 3 - Installed | 2024-01-30 | 2024-02-06 | 2024-03-07 | 63202.32 | 5000 | On Point Solar Power | Lease
UNSEDG-10946 | 86404 | PV (Photovoltaic) | 6.56 | 12082 | Residential | Non-Incentive | 3 - Installed | 2024-01-31 | 2024-02-06 | 2024-04-22 | 20325.6 | 4065.12 | HAVASU SOLAR | Lease
UNSEDG-10958 | 86406 | PV (Photovoltaic) | 4.8 | 7129 | Residential | Non-Incentive | 3 - Installed | 2024-02-01 | 2024-02-06 | 2024-04-09 | 24491.4 | 2000 | Our World Energy | Purchase
UNSEDG-10945 | 86406 | PV (Photovoltaic) | 8.61 | 12807 | Residential | Non-Incentive | 3 - Installed | 2024-01-31 | 2024-02-06 | 2024-03-28 | 16700 | 3785 | NB Baker Electric AZ LLC dba Streamline Solar | Purchase
UNSEDG-10947 | 86403 | PV (Photovoltaic) | 11.07 | 20381 | Residential | Non-Incentive | 3 - Installed | 2024-01-31 | 2024-02-06 | 2024-05-03 | 33268.79 | 6653.76 | HAVASU SOLAR | Lease
UNSEDG-10948 | 86406 | PV (Photovoltaic) | 12.71 | 20530 | Residential | Non-Incentive | 3 - Installed | 2024-01-31 | 2024-02-06 | 2024-04-26 | 37960 | 7592 | Havasu Solar | Purchase
UNSEDG-10949 | 86401 | PV (Photovoltaic) | 10 | 17115 | Residential | Non-Incentive | 3 - Installed | 2024-01-31 | 2024-02-23 | 2024-04-12 | 22928 | 3928 | NB Baker Electric AZ LLC dba Streamline Solar | Lease
UNSEDG-10951 | 86404 | PV (Photovoltaic) | 10.66 | 17528 | Residential | Non-Incentive | 3 - Installed | 2024-01-31 | 2024-02-29 | 2024-03-25 | 23452 | 4690.4 | HAVASU SOLAR | Purchase
UNSEDG-10950 | 86403 | PV (Photovoltaic) | 4.62 | 8739 | Residential | Non-Incentive | 3 - Installed | 2024-01-31 | 2024-02-06 | 2024-03-22 | 23006 | 4601.2 | Havasu Solar | Purchase
UNSEDG-10953 | 86403 | PV (Photovoltaic) | 12.71 | 23660 | Residential | Non-Incentive | 3 - Installed | 2024-01-31 | 2024-02-21 | 2024-06-10 | 40568.34 | 8113.67 | HAVASU SOLAR | Lease
UNSEDG-10954 | 86401 | PV (Photovoltaic) | 6 | 9835 | Residential | Non-Incentive | 3 - Installed | 2024-01-31 | 2024-02-06 | 2024-03-15 | 30632.48 | 5000 | On Point Solar Power | Purchase
UNSEDG-10955 | 86404 | PV (Photovoltaic) | 8.61 | 16147 | Residential | Non-Incentive | 3 - Installed | 2024-01-31 | 2024-02-06 | 2024-04-11 | 26743.9 | 5348.78 | HAVASU SOLAR | Lease
UNSEDG-10957 | 86406 | PV (Photovoltaic) | 10 | 17745 | Residential | Non-Incentive | 3 - Installed | 2024-02-01 | 2024-02-06 | 2024-04-05 | 55947 | 2000 | Our World Energy | Lease
UNSEDG-10997 | 86406 | PV (Photovoltaic) | 10.01 | 18925 | Residential | Non-Incentive | 3 - Installed | 2024-02-06 | 2024-02-19 | 2024-06-14 | 26726 | 10000 | MOHAVE SOLAR | Purchase
UNSEDG-10998 | 86406 | PV (Photovoltaic) | 10.01 | 18925 | Residential | Non-Incentive | 3 - Installed | 2024-02-06 | 2024-02-19 | 2024-06-14 | 23002 | 6276 | MOHAVE SOLAR | Purchase
UNSEDG-10999 | 86404 | PV (Photovoltaic) | 8.47 | 16013 | Residential | Non-Incentive | 3 - Installed | 2024-02-06 | 2024-02-21 | 2024-04-26 | 21000 | 10000 | MOHAVE SOLAR | Purchase
UNSEDG-10961 | 86406 | PV (Photovoltaic) | 9.625 | 16711 | Residential | Non-Incentive | 3 - Installed | 2024-02-01 | 2024-02-29 | 2024-04-26 | 57101.8 | 2500 | Freedom Forever INC | Lease
UNSEDG-11000 | 86404 | PV (Photovoltaic) | 8.47 | 16013 | Residential | Non-Incentive | 3 - Installed | 2024-02-06 | 2024-02-23 | 2024-04-26 | 21000 | 10000 | MOHAVE SOLAR | Purchase
UNSEDG-11073 | 86406 | PV (Photovoltaic) | 13.09 | 24748 | Residential | Non-Incentive | 3 - Installed | 2024-02-14 | 2024-02-26 | 2024-03-21 | 38175 | 10000 | MOHAVE SOLAR | Purchase
UNSEDG-10963 | 86440 | PV (Photovoltaic) | 13.625 | 23299 | Residential | Non-Incentive | 3 - Installed | 2024-02-01 | 2024-02-21 | 2024-05-24 | 42844 | 2500 | Freedom Forever INC | Lease
UNSEDG-10964 | 86403 | PV (Photovoltaic) | 11.935 | 20817 | Residential | Non-Incentive | 3 - Installed | 2024-02-01 | 2024-02-21 | 2024-05-07 | 64698.76 | 2500 | Freedom Forever INC | Lease
UNSEDG-10965 | 86404 | PV (Photovoltaic) | 5.005 | 9159 | Residential | Non-Incentive | 3 - Installed | 2024-02-01 | 2024-02-06 | 2024-04-01 | 31857.64 | 2500 | Freedom Forever INC | Lease
UNSEDG-10966 | 86406 | PV (Photovoltaic) | 10 | 16769 | Residential | Non-Incentive | 3 - Installed | 2024-02-01 | 2024-02-06 | 2024-03-19 | 69071.64 | 2000 | Our World Energy | Lease
UNSEDG-10967 | 86406 | PV (Photovoltaic) | 5.2 | 9463 | Residential | Non-Incentive | 3 - Installed | 2024-02-01 | 2024-02-06 | 2024-03-19 | 36802.08 | 2000 | Our World Energy | Lease
UNSEDG-10968 | 86406 | PV (Photovoltaic) | 11.2 | 19579 | Residential | Non-Incentive | 3 - Installed | 2024-02-01 | 2024-02-06 | 2024-04-02 | 78205.68 | 2000 | Our World Energy | Lease
UNSEDG-10969 | 86406 | PV (Photovoltaic) | 8.2 | 14990 | Residential | Non-Incentive | 3 - Installed | 2024-02-01 | 2024-02-06 | 2024-05-02 | 24187.95 | 4837.59 | HAVASU SOLAR | Lease
UNSEDG-10970 | 86404 | PV (Photovoltaic) | 9.2 | 14739 | Residential | Non-Incentive | 3 - Installed | 2024-02-01 | 2024-02-19 | 2024-06-06 | 55185.92 | 2000 | Our World Energy | Purchase
UNSEDG-10971 | 86403 | PV (Photovoltaic) | 9.24 | 17064 | Residential | Non-Incentive | 3 - Installed | 2024-02-02 | 2024-02-19 | 2024-05-06 | 25419.45 | 5083.89 | HAVASU SOLAR | Lease
UNSEDG-10974 | 86403 | PV (Photovoltaic) | 10.395 | 18437 | Residential | Non-Incentive | 3 - Installed | 2024-02-02 | 2024-02-19 | 2024-06-21 | 64524.64 | 2500 | Freedom Forever INC | Lease
UNSEDG-10975 | 86403 | PV (Photovoltaic) | 6.97 | 11237 | Residential | Non-Incentive | 3 - Installed | 2024-02-02 | 2024-02-06 | 2024-05-03 | 21097.47 | 4219.49 | HAVASU SOLAR | Lease
UNSEDG-10977 | 86406 | PV (Photovoltaic) | 10 | 17193 | Residential | Non-Incentive | 3 - Installed | 2024-02-02 | 2024-02-06 | 2024-03-19 | 69634.92 | 2000 | Our World Energy | Lease
UNSEDG-10978 | 86406 | PV (Photovoltaic) | 7.2 | 12820 | Residential | Non-Incentive | 3 - Installed | 2024-02-02 | 2024-02-06 | 2024-04-19 | 43500 | 2000 | Our World Energy | Lease
UNSEDG-10981 | 86406 | PV (Photovoltaic) | 17.4 | 30403 | Residential | Non-Incentive | 3 - Installed | 2024-02-02 | 2024-02-26 | 2024-05-03 | 48389.25 | 9677.85 | ESMAY ELECTRIC, INC. | Lease
UNSEDG-10982 | 86404 | PV (Photovoltaic) | 19.575 | 30849 | Residential | Non-Incentive | 3 - Installed | 2024-02-02 | 2024-02-19 | 2024-04-18 | 63918.75 | 12783.75 | ESMAY ELECTRIC, INC. | Lease
UNSEDG-10983 | 86403 | PV (Photovoltaic) | 10.66 | 18439 | Residential | Non-Incentive | 3 - Installed | 2024-02-02 | 2024-02-12 | 2024-04-22 | 30805 | 6161 | HAVASU SOLAR | Purchase
UNSEDG-10984 | 86404 | PV (Photovoltaic) | 11.07 | 18827 | Residential | Non-Incentive | 3 - Installed | 2024-02-02 | 2024-02-12 | 2024-03-12 | 27675 | 5535 | HAVASU SOLAR | Lease
UNSEDG-10985 | 86413 | PV (Photovoltaic) | 8.5 | 14410 | Residential | Non-Incentive | 3 - Installed | 2024-02-05 | 2024-02-06 | 2024-05-22 | 56005.68 | 2000 | Our World Energy | Lease
UNSEDG-10986 | 86413 | PV (Photovoltaic) | 10.625 | 20639 | Residential | Non-Incentive | 3 - Installed | 2024-02-05 | 2024-02-19 | 2024-08-07 | 72430.2 | 2000 | Our World Energy | Lease
UNSEDG-10987 | 86404 | PV (Photovoltaic) | 11.165 | 18627 | Residential | Non-Incentive | 3 - Installed | 2024-02-05 | 2024-02-12 | 2024-08-08 | 76656.76 | 2500 | Freedom Forever INC | Lease
UNSEDG-10988 | 86404 | PV (Photovoltaic) | 7.315 | 13556 | Residential | Non-Incentive | 3 - Installed | 2024-02-05 | 2024-02-12 | 2024-04-26 | 49454.44 | 2500 | Freedom Forever INC | Lease
UNSEDG-11108 | 84606 | PV (Photovoltaic) | 20.405 | 33834 | Residential | Non-Incentive | 3 - Installed | 2024-02-20 | 2024-04-24 | 2024-05-06 | 55094 | 10000 | MOHAVE SOLAR | Purchase
UNSEDG-10990 | 85648 | PV (Photovoltaic) | 7.38 | 13124 | Residential | Non-Incentive | 3 - Installed | 2024-02-05 | 2024-03-13 | 2024-03-27 | 21510 | 4000 | Southwest Electric Inc | Lease
UNSEDG-10991 | 85648 | PV (Photovoltaic) | 7.29 | 13583 | Residential | Non-Incentive | 3 - Installed | 2024-02-05 | 2024-03-12 | 2024-05-30 | 16950 | 5085 | solar solution az | Purchase
UNSEDG-10995 | 86413 | PV (Photovoltaic) | 18.8 | 24955 | Residential | Non-Incentive | 3 - Installed | 2024-02-06 | 2024-02-19 | 2024-06-26 | 51995 | 1995 | Sunup America | Purchase
UNSEDG-11004 | 86404 | PV (Photovoltaic) | 7.9 | 10129 | Residential | Non-Incentive | 3 - Installed | 2024-02-06 | 2024-02-19 | 2024-07-02 | 37704 | 1704 | Sunup America | Purchase
UNSEDG-11008 | 86406 | PV (Photovoltaic) | 7.7 | 14558 | Residential | Non-Incentive | 3 - Installed | 2024-02-06 | 2024-02-19 | 2024-03-14 | 19640 | 10000 | Mohave Solar | Purchase
UNSEDG-11007 | 86406 | PV (Photovoltaic) | 15.12 | 26555 | Residential | Non-Incentive | 3 - Installed | 2024-02-06 | 2024-02-19 | 2024-04-22 | 46578.59 | 9315.72 | Havasu Solar | Lease
UNSEDG-11009 | 86413 | PV (Photovoltaic) | 4.675 | 7936 | Residential | Non-Incentive | 3 - Installed | 2024-02-07 | 2024-02-19 | 2024-04-23 | 35115 | 2000 | Our World Energy | Lease
UNSEDG-11011 | 86406 | PV (Photovoltaic) | 6 | 9845 | Residential | Non-Incentive | 3 - Installed | 2024-02-07 | 2024-02-21 | 2024-06-14 | 24050 | 2000 | Our World Energy | Purchase
UNSEDG-11010 | 86403 | PV (Photovoltaic) | 11.55 | 19870 | Residential | Non-Incentive | 3 - Installed | 2024-02-07 | 2024-02-21 | 2024-05-03 | 70513 | 2500 | Freedom Forever INC | Lease
UNSEDG-11013 | 86406 | PV (Photovoltaic) | 13.475 | 23955 | Residential | Non-Incentive | 3 - Installed | 2024-02-07 | 2024-02-19 | 2024-06-07 | 63082.87 | 2500 | Freedom Forever INC | Purchase
UNSEDG-11109 | 86404 | PV (Photovoltaic) | 12.705 | 24020 | Residential | Non-Incentive | 3 - Installed | 2024-02-20 | 2024-02-27 | 2024-05-01 | 36000 | 10000 | MOHAVE SOLAR | Purchase
UNSEDG-11014 | 86401 | PV (Photovoltaic) | 7.6 | 13558 | Residential | Non-Incentive | 3 - Installed | 2024-02-07 | 2024-02-21 | 2024-09-13 | 54889.41 | 1 | Vantage Solar LLC | Purchase
UNSEDG-11015 | 86404 | PV (Photovoltaic) | 14.4 | 24773 | Residential | Non-Incentive | 3 - Installed | 2024-02-07 | 2024-03-06 | 2024-05-21 | 41040 | 8208 | ESMAY ELECTRIC, INC. | Purchase
UNSEDG-11016 | 86403 | PV (Photovoltaic) | 10.56 | 18548 | Residential | Non-Incentive | 3 - Installed | 2024-02-07 | 2024-02-23 | 2024-04-15 | 35376 | 7075.2 | ESMAY ELECTRIC, INC. | Lease
UNSEDG-11027 | 86401 | PV (Photovoltaic) | 5.135 | 9901 | Residential | Non-Incentive | 3 - Installed | 2024-02-09 | 2024-02-21 | 2024-03-22 | 17000 | 1000 | Angle Solar | Purchase
UNSEDG-11105 | 86406 | PV (Photovoltaic) | 9.57 | 16298 | Residential | Non-Incentive | 3 - Installed | 2024-02-20 | 2024-02-27 | 2024-04-26 | 31402.5 | 6280.5 | ESMAY ELECTRIC, INC. | Lease
UNSEDG-11017 | 86404 | PV (Photovoltaic) | 6.15 | 11533 | Residential | Non-Incentive | 3 - Installed | 2024-02-08 | 2024-02-21 | 2024-06-10 | 28206.28 | 5641.26 | HAVASU SOLAR | Purchase
UNSEDG-11018 | 86403 | PV (Photovoltaic) | 11.48 | 19824 | Residential | Non-Incentive | 3 - Installed | 2024-02-08 | 2024-03-04 | 2024-06-04 | 34149.8 | 6829.96 | HAVASU SOLAR | Lease
UNSEDG-11021 | 85624 | PV (Photovoltaic) | 22.14 | 41007 | Non-Residential | Non-Incentive | 3 - Installed | 2024-02-08 | 2024-02-08 | 2024-09-16 | 417640.5 | 12546 | PurSolar & Electrical | Purchase
UNSEDG-11019 | 86404 | PV (Photovoltaic) | 9.02 | 15778 | Residential | Non-Incentive | 3 - Installed | 2024-02-08 | 2024-02-19 | 2024-04-25 | 25552.56 | 5110.51 | HAVASU SOLAR | Lease
UNSEDG-11123 | 86404 | PV (Photovoltaic) | 11.165 | 21109 | Residential | Non-Incentive | 3 - Installed | 2024-02-22 | 2024-03-06 | 2024-04-17 | 30000 | 10000 | MOHAVE SOLAR | Purchase
UNSEDG-11020 | 86409 | PV (Photovoltaic) | 6.15 | 10483 | Residential | Non-Incentive | 3 - Installed | 2024-02-08 | 2024-02-19 | 2024-06-14 | 24507.32 | 4901.46 | HAVASU SOLAR | Purchase
UNSEDG-11022 | 86406 | PV (Photovoltaic) | 7.56 | 13696 | Residential | Non-Incentive | 3 - Installed | 2024-02-08 | 2024-02-19 | 2024-05-07 | 20336.4 | 4067.28 | HAVASU SOLAR | Lease
UNSEDG-11069 | 86403 | PV (Photovoltaic) | 15.12 | 25998 | Residential | Non-Incentive | 3 - Installed | 2024-02-14 | 2024-02-26 | 2024-05-03 | 45288 | 9057.6 | HAVASU SOLAR | Purchase
UNSEDG-11024 | 85648 | PV (Photovoltaic) | 12.555 | 22160 | Residential | Non-Incentive | 3 - Installed | 2024-02-08 | 2024-03-07 | 2024-04-08 | 57125 | 2856 | Solar Pros Electric LLC | Purchase
UNSEDG-11025 | 86409 | PV (Photovoltaic) | 8.4 | 14482 | Residential | Non-Incentive | 3 - Installed | 2024-02-08 | 2024-02-19 | 2024-05-28 | 25288 | 5057.6 | HAVASU SOLAR | Purchase
UNSEDG-11026 | 85648 | PV (Photovoltaic) | 9.02 | 16205 | Residential | Non-Incentive | 3 - Installed | 2024-02-08 | 2024-02-26 | 2024-03-22 | 33675 | 4000 | Southwest Electric Inc | Purchase
UNSEDG-11030 | 86413 | PV (Photovoltaic) | 5.135 | 9901 | Residential | Non-Incentive | 3 - Installed | 2024-02-09 | 2024-02-19 | 2024-04-03 | 17000 | 1000 | Angle Solar | Purchase
UNSEDG-11031 | 86413 | PV (Photovoltaic) | 6.32 | 12186 | Residential | Non-Incentive | 3 - Installed | 2024-02-09 | 2024-02-19 | 2024-04-10 | 18000 | 1000 | Angle Solar | Purchase
UNSEDG-11034 | 86404 | PV (Photovoltaic) | 5.33 | 9794 | Residential | Non-Incentive | 3 - Installed | 2024-02-09 | 2024-02-19 | 2024-05-03 | 16881.62 | 3376.32 | HAVASU SOLAR | Lease
UNSEDG-11033 | 86404 | PV (Photovoltaic) | 6.545 | 11929 | Residential | Non-Incentive | 3 - Installed | 2024-02-09 | 2024-02-19 | 2024-04-04 | 35095 | 2500 | Freedom Forever INC | Lease
UNSEDG-11035 | 86406 | PV (Photovoltaic) | 11.48 | 20722 | Residential | Non-Incentive | 3 - Installed | 2024-02-09 | 2024-02-19 | 2024-05-20 | 31460.27 | 6292.05 | HAVASU SOLAR | Lease
UNSEDG-11037 | 86404 | PV (Photovoltaic) | 6.15 | 11581 | Residential | Non-Incentive | 3 - Installed | 2024-02-09 | 2024-02-19 | 2024-05-01 | 16050 | 3210 | HAVASU SOLAR | Purchase
UNSEDG-11036 | 86429 | PV (Photovoltaic) | 19.55 | 30619 | Residential | Non-Incentive | 3 - Installed | 2024-02-09 | 2024-02-19 | 2024-04-11 | 117467.28 | 2000 | Our World Energy | Lease
UNSEDG-11038 | 86403 | PV (Photovoltaic) | 15.96 | 27721 | Residential | Non-Incentive | 3 - Installed | 2024-02-09 | 2024-02-19 | 2024-04-12 | 41448 | 8289.6 | HAVASU SOAR | Purchase
UNSEDG-11040 | 86409 | PV (Photovoltaic) | 9.2 | 17035 | Residential | Non-Incentive | 3 - Installed | 2024-02-12 | 2024-02-19 | 2024-05-07 | 48431.52 | 2000 | Our World Energy | Purchase
UNSEDG-11042 | 86401 | PV (Photovoltaic) | 9.6 | 16713 | Residential | Non-Incentive | 3 - Installed | 2024-02-12 | 2024-02-21 | 2024-05-09 | 63043.08 | 2000 | Our World Energy | Lease
UNSEDG-11043 | 86406 | PV (Photovoltaic) | 8.47 | 15023 | Residential | Non-Incentive | 3 - Installed | 2024-02-12 | 2024-02-19 | 2024-05-10 | 49189 | 2500 | Freedom Forever INC | Lease
UNSEDG-11044 | 86403 | PV (Photovoltaic) | 8 | 13500 | Residential | Non-Incentive | 3 - Installed | 2024-02-12 | 2024-02-19 | 2024-06-14 | 28850 | 2000 | Our World Energy | Purchase
UNSEDG-11047 | 86404 | PV (Photovoltaic) | 9.66 | 18368 | Residential | Non-Incentive | 3 - Installed | 2024-02-12 | 2024-02-21 | 2024-06-06 | 24633 | 4926.6 | HAVASU SOLAR | Lease
UNSEDG-11049 | 86403 | PV (Photovoltaic) | 4.92 | 9125 | Residential | Non-Incentive | 3 - Installed | 2024-02-12 | 2024-02-21 | 2024-05-01 | 15163.91 | 3032.78 | HAVASU SOLAR | Lease
UNSEDG-11050 | 86406 | PV (Photovoltaic) | 15.96 | 29628 | Residential | Non-Incentive | 3 - Installed | 2024-02-12 | 2024-02-20 | 2024-06-25 | 44247.31 | 8849.46 | HAVASU SOLAR | Lease
UNSEDG-11052 | 86404 | PV (Photovoltaic) | 15.6 | 26567 | Residential | Non-Incentive | 3 - Installed | 2024-02-13 | 2024-02-20 | 2024-05-24 | 46020 | 2000 | Our World Energy | Purchase
UNSEDG-11053 | 86403 | PV (Photovoltaic) | 11.55 | 20628 | Residential | Non-Incentive | 3 - Installed | 2024-02-13 | 2024-02-21 | 2024-04-05 | 62061.04 | 2500 | Freedom Forever INC | Lease
UNSEDG-11055 | 86413 | PV (Photovoltaic) | 6.56 | 11973 | Residential | Non-Incentive | 3 - Installed | 2024-02-13 | 2024-02-21 | 2024-06-07 | 29668.88 | 2000 | Icon Power | Purchase
UNSEDG-11056 | 86409 | PV (Photovoltaic) | 13.53 | 25740 | Residential | Non-Incentive | 3 - Installed | 2024-02-13 | 2024-02-21 | 2024-05-20 | 52416.05 | 2000 | Icon Power | Purchase
UNSEDG-11057 | 86401 | PV (Photovoltaic) | 5.6 | 10514 | Residential | Non-Incentive | 3 - Installed | 2024-02-13 | 2024-02-21 | 2024-04-24 | 43671.72 | 2000 | Our World Energy | Lease
UNSEDG-11058 | 86404 | PV (Photovoltaic) | 11.2 | 20369 | Residential | Non-Incentive | 3 - Installed | 2024-02-13 | 2024-02-26 | 2024-07-15 | 73900.8 | 2000 | Our World Energy | Lease
UNSEDG-11059 | 86404 | PV (Photovoltaic) | 11.07 | 21016 | Residential | Non-Incentive | 3 - Installed | 2024-02-13 | 2024-02-26 | 2024-04-16 | 29900 | 7760 | NB Baker Electric AZ LLC dba Streamline Solar | Purchase
UNSEDG-11060 | 86403 | PV (Photovoltaic) | 13.86 | 26296 | Residential | Non-Incentive | 3 - Installed | 2024-02-13 | 2024-02-26 | 2024-06-06 | 37555 | 7511 | HAVASU SOLAR | Purchase
UNSEDG-11061 | 86406 | PV (Photovoltaic) | 16.8 | 27538 | Residential | Non-Incentive | 3 - Installed | 2024-02-13 | 2024-02-26 | 2024-04-15 | 44016 | 8803.2 | HAVASU SOLAR | Lease
UNSEDG-11062 | 86403 | PV (Photovoltaic) | 6.3 | 11719 | Residential | Non-Incentive | 3 - Installed | 2024-02-13 | 2024-02-26 | 2024-07-26 | 19605.05 | 3921.01 | HAVASU SOLAR | Lease
UNSEDG-11063 | 86406 | PV (Photovoltaic) | 10.66 | 17977 | Residential | Non-Incentive | 3 - Installed | 2024-02-13 | 2024-02-26 | 2024-05-23 | 29465.31 | 5893.06 | HAVASU SOLAR | Lease
UNSEDG-11064 | 86404 | PV (Photovoltaic) | 7.98 | 14999 | Residential | Non-Incentive | 3 - Installed | 2024-02-13 | 2024-02-26 | 2024-05-03 | 23940 | 4788 | HAVASU SOLAR | Lease
UNSEDG-11065 | 86401 | PV (Photovoltaic) | 6.63 | 11768 | Residential | Non-Incentive | 3 - Installed | 2024-02-13 | 2024-02-23 | 2024-04-04 | 43512.12 | 5000 | On Point Solar Power | Lease
UNSEDG-11066 | 86403 | PV (Photovoltaic) | 12.18 | 22894 | Residential | Non-Incentive | 3 - Installed | 2024-02-13 | 2024-02-26 | 2024-06-07 | 35227.67 | 7045.53 | HAVASU SOLAR | Lease
UNSEDG-11067 | 86404 | PV (Photovoltaic) | 10.4 | 18526 | Residential | Non-Incentive | 3 - Installed | 2024-02-14 | 2024-02-26 | 2024-05-31 | 66888 | 2000 | Our World Energy | Lease
UNSEDG-11070 | 86404 | PV (Photovoltaic) | 9.24 | 17752 | Residential | Non-Incentive | 3 - Installed | 2024-02-14 | 2024-02-26 | 2024-03-25 | 27280 | 5456 | HAVASU SOLAR | Purchase
UNSEDG-11071 | 86406 | PV (Photovoltaic) | 6.3 | 10870 | Residential | Non-Incentive | 3 - Installed | 2024-02-14 | 2024-02-26 | 2024-06-24 | 16020 | 3204 | HAVASU SOLAR | Purchase
UNSEDG-11124 | 86404 | PV (Photovoltaic) | 16.17 | 30571 | Residential | Non-Incentive | 3 - Installed | 2024-02-22 | 2024-03-06 | 2024-04-17 | 45114 | 10000 | MOHAVE SOLAR | Purchase
UNSEDG-11074 | 86413 | PV (Photovoltaic) | 4.25 | 8063 | Residential | Non-Incentive | 3 - Installed | 2024-02-14 | 2024-02-26 | 2024-04-24 | 35659.44 | 2000 | Our World Energy | Lease
UNSEDG-11075 | 86406 | PV (Photovoltaic) | 22.4 | 33494 | Residential | Non-Incentive | 3 - Installed | 2024-02-14 | 2024-03-20 | 2024-04-26 | 70560 | 31360 | NB Baker Electric AZ LLC dba Streamline Solar | Lease
UNSEDG-11077 | 86401 | PV (Photovoltaic) | 4.86 | 9336 | Residential | Non-Incentive | 3 - Installed | 2024-02-14 | 2024-02-26 | 2024-04-04 | 15318.7 | 2500 | Freedom Forever | Purchase
UNSEDG-11078 | 86413 | PV (Photovoltaic) | 11.9 | 20183 | Residential | Non-Incentive | 3 - Installed | 2024-02-15 | 2024-02-26 | 2024-06-05 | 78314.76 | 2000 | Our World Energy | Lease
UNSEDG-11079 | 86413 | PV (Photovoltaic) | 5.95 | 10122 | Residential | Non-Incentive | 3 - Installed | 2024-02-15 | 2024-02-27 | 2024-05-08 | 44251.44 | 2000 | Our World Energy | Lease
UNSEDG-11080 | 86404 | PV (Photovoltaic) | 11.55 | 18931 | Residential | Non-Incentive | 3 - Installed | 2024-02-15 | 2024-02-27 | 2024-04-26 | 81654.52 | 2500 | Freedom Forever INC | Lease
UNSEDG-11082 | 86404 | PV (Photovoltaic) | 9.24 | 17469 | Residential | Non-Incentive | 3 - Installed | 2024-02-15 | 2024-03-19 | 2024-05-03 | 24948 | 10000 | MOHAVE SOLAR | Purchase
UNSEDG-11081 | 86401 | PV (Photovoltaic) | 8 | 14828 | Residential | Non-Incentive | 3 - Installed | 2024-02-15 | 2024-02-26 | 2024-05-01 | 46668 | 2000 | Our World Energy | Lease
UNSEDG-11083 | 86413 | PV (Photovoltaic) | 10.4 | 19982 | Residential | Non-Incentive | 3 - Installed | 2024-02-15 | 2024-02-26 | 2024-05-15 | 60798 | 2000 | Our World Energy | Lease
UNSEDG-11084 | 86413 | PV (Photovoltaic) | 8 | 14536 | Residential | Non-Incentive | 3 - Installed | 2024-02-16 | 2024-02-27 | 2024-07-01 | 41859 | 2000 | Our World Energy | Lease
UNSEDG-11085 | 86409 | PV (Photovoltaic) | 6 | 11200 | Residential | Non-Incentive | 3 - Installed | 2024-02-16 | 2024-02-26 | 2024-04-26 | 37803 | 2000 | Our World Energy | Lease
UNSEDG-11086 | 86409 | PV (Photovoltaic) | 5.88 | 9609 | Residential | Non-Incentive | 3 - Installed | 2024-02-16 | 2024-02-26 | 2024-06-04 | 16405.2 | 3281.04 | HAVASU SOLAR | Lease
UNSEDG-11088 | 86413 | PV (Photovoltaic) | 10.78 | 18874 | Residential | Non-Incentive | 3 - Installed | 2024-02-16 | 2024-02-26 | 2024-06-07 | 34904.42 | 2500 | Freedom Forever | Purchase
UNSEDG-11089 | 86413 | PV (Photovoltaic) | 9.48 | 16407 | Residential | Non-Incentive | 3 - Installed | 2024-02-16 | 2024-03-06 | 2024-08-22 | 34554 | 554 | Sunup America | Purchase
UNSEDG-11090 | 86406 | PV (Photovoltaic) | 10.27 | 19223 | Residential | Non-Incentive | 3 - Installed | 2024-02-16 | 2024-02-27 | 2024-04-24 | 30000 | 1000 | Sunup America | Purchase
UNSEDG-11091 | 86401 | PV (Photovoltaic) | 8.8 | 14203 | Residential | Non-Incentive | 3 - Installed | 2024-02-19 | 2024-02-26 | 2024-05-28 | 53069.76 | 2000 | Our World Energy | Lease
UNSEDG-11093 | 86444 | PV (Photovoltaic) | 7.2 | 11988 | Residential | Non-Incentive | 3 - Installed | 2024-02-19 | 2024-02-27 | 2024-05-09 | 50995.32 | 2000 | Our World Energy | Lease
UNSEDG-11095 | 85621 | PV (Photovoltaic) | 6.4 | 11540 | Residential | Non-Incentive | 3 - Installed | 2024-02-19 | 2024-03-27 | 2024-07-01 | 15300 | 2500 | TELT VENTURES DBA 1 SOLAR | Lease
UNSEDG-11096 | 85648 | PV (Photovoltaic) | 3.645 | 6631 | Residential | Non-Incentive | 3 - Installed | 2024-02-19 | 2024-03-07 | 2024-05-21 | 24205 | 1 | Better Earth Electric AZ LLC | Lease
UNSEDG-11099 | 86406 | PV (Photovoltaic) | 19.2 | 33293 | Residential | Non-Incentive | 3 - Installed | 2024-02-19 | 2024-02-27 | 2024-06-07 | 50608 | 10121.6 | HAVASU SOLAR | Lease
UNSEDG-11097 | 86406 | PV (Photovoltaic) | 16.38 | 29211 | Residential | Non-Incentive | 3 - Installed | 2024-02-19 | 2024-02-27 | 2024-03-22 | 48621 | 9724.2 | ESMAY ELECTRIC, INC. | Purchase
UNSEDG-11098 | 86404 | PV (Photovoltaic) | 16.095 | 28288 | Residential | Non-Incentive | 3 - Installed | 2024-02-19 | 2024-02-27 | 2024-04-03 | 53258.75 | 10651.75 | ESMAY ELECTRIC, INC. | Lease
UNSEDG-11101 | 86406 | PV (Photovoltaic) | 13.02 | 25170 | Residential | Non-Incentive | 3 - Installed | 2024-02-19 | 2024-02-28 | 2024-04-19 | 32250 | 6450 | HAVASU SOLAR | Purchase
UNSEDG-11102 | 86404 | PV (Photovoltaic) | 13.86 | 26027 | Residential | Non-Incentive | 3 - Installed | 2024-02-19 | 2024-02-27 | 2024-06-04 | 43104.6 | 8620.92 | HAVASU SOLAR | Lease
UNSEDG-11103 | 86401 | PV (Photovoltaic) | 10.8 | 16317 | Residential | Non-Incentive | 3 - Installed | 2024-02-20 | 2024-02-27 | 2024-05-09 | 58323 | 2000 | Our World Energy | Lease
UNSEDG-11104 | 86409 | PV (Photovoltaic) | 8 | 13039 | Residential | Non-Incentive | 3 - Installed | 2024-02-20 | 2024-02-28 | 2024-07-24 | 47494.8 | 2000 | Our World Energy | Lease
UNSEDG-11362 | 86404 | PV (Photovoltaic) | 20.405 | 38543 | Residential | Non-Incentive | 3 - Installed | 2024-03-25 | 2024-04-03 | 2024-05-10 | 70830 | 10000 | MOHAVE SOLAR | Purchase
UNSEDG-11106 | 86406 | PV (Photovoltaic) | 14.4 | 25462 | Residential | Non-Incentive | 3 - Installed | 2024-02-20 | 2024-02-27 | 2024-04-26 | 95396.88 | 2000 | Our World Energy | Lease
UNSEDG-11107 | 86404 | PV (Photovoltaic) | 8.2 | 14421 | Residential | Non-Incentive | 3 - Installed | 2024-02-20 | 2024-03-06 | 2024-04-26 | 61104.96 | 1500 | Capital Energy LLC | Lease
UNSEDG-11111 | 86404 | PV (Photovoltaic) | 10.08 | 19181 | Residential | Non-Incentive | 3 - Installed | 2024-02-20 | 2024-02-27 | 2024-05-23 | 26688 | 5337.6 | HAVASU SOLAR | Purchase
UNSEDG-11110 | 86401 | PV (Photovoltaic) | 5.525 | 9292 | Residential | Non-Incentive | 3 - Installed | 2024-02-20 | 2024-02-28 | 2024-05-21 | 40338 | 2000 | Our World Energy | Lease
UNSEDG-11112 | 86406 | PV (Photovoltaic) | 9.6 | 16867 | Residential | Non-Incentive | 3 - Installed | 2024-02-20 | 2024-02-27 | 2024-05-20 | 61914 | 2000 | Our World Energy | Lease
UNSEDG-11113 | 85648 | PV (Photovoltaic) | 6.8 | 11801 | Residential | Non-Incentive | 3 - Installed | 2024-02-20 | 2024-02-27 | 2024-05-23 | 46143 | 2000 | Our World Energy | Lease
UNSEDG-11115 | 86404 | PV (Photovoltaic) | 10.08 | 18053 | Residential | Non-Incentive | 3 - Installed | 2024-02-20 | 2024-02-28 | 2024-05-13 | 25905.6 | 5181.12 | HAVASU SOLAR | Lease
UNSEDG-11114 | 86409 | PV (Photovoltaic) | 9.2 | 15240 | Residential | Non-Incentive | 3 - Installed | 2024-02-20 | 2024-03-06 | 2024-08-09 | 60881.28 | 2000 | Our World Energy | Lease
UNSEDG-11116 | 86406 | PV (Photovoltaic) | 16.8 | 29378 | Residential | Non-Incentive | 3 - Installed | 2024-02-21 | 2024-02-28 | 2024-05-06 | 84162.2 | 2000 | Our World Energy | Purchase
UNSEDG-11120 | 86404 | PV (Photovoltaic) | 9.66 | 17760 | Residential | Non-Incentive | 3 - Installed | 2024-02-21 | 2024-03-06 | 2024-06-06 | 32007.18 | 6401.44 | HAVASU SOLAR | Lease
UNSEDG-11121 | 86409 | PV (Photovoltaic) | 10.8 | 17500 | Residential | Non-Incentive | 3 - Installed | 2024-02-21 | 2024-03-06 | 2024-06-04 | 53157.24 | 5000 | On Point Solar Power | Lease
UNSEDG-11125 | 86409 | PV (Photovoltaic) | 12.48 | 21161 | Residential | Non-Incentive | 3 - Installed | 2024-02-22 | 2024-03-06 | 2024-06-06 | 56334 | 5000 | On Point Solar Power | Lease
UNSEDG-11126 | 86406 | PV (Photovoltaic) | 6.72 | 11992 | Residential | Non-Incentive | 3 - Installed | 2024-02-22 | 2024-03-06 | 2024-05-20 | 14750 | 2950 | HAVASU SOLAR | Purchase
UNSEDG-11127 | 86401 | PV (Photovoltaic) | 3.6 | 5943 | Residential | Non-Incentive | 3 - Installed | 2024-02-22 | 2024-03-06 | 2024-05-20 | 34105.98 | 5000 | On Point Solar Power | Purchase
UNSEDG-11130 | 86406 | PV (Photovoltaic) | 26 | 40188 | Residential | Non-Incentive | 3 - Installed | 2024-02-22 | 2024-03-05 | 2024-05-15 | 119632.75 | 2000 | Our World Energy | Purchase
UNSEDG-11162 | 86406 | PV (Photovoltaic) | 18.72 | 32329 | Residential | Non-Incentive | 3 - Installed | 2024-02-28 | 2024-03-06 | 2024-04-15 | 55224 | 11044.8 | ESMAY ELECTRIC, INC. | Purchase
UNSEDG-11131 | 86403 | PV (Photovoltaic) | 15.4 | 27937 | Residential | Non-Incentive | 3 - Installed | 2024-02-22 | 2024-02-28 | 2024-07-02 | 85870 | 2500 | Freedom Forever | Lease
UNSEDG-11133 | 86413 | PV (Photovoltaic) | 5.53 | 10667 | Residential | Non-Incentive | 3 - Installed | 2024-02-23 | 2024-03-01 | 2024-06-07 | 20000 | 1000 | Sunup America | Purchase
UNSEDG-11365 | 86406 | PV (Photovoltaic) | 9.24 | 17469 | Residential | Non-Incentive | 3 - Installed | 2024-03-25 | 2024-04-03 | 2024-05-03 | 25062 | 10000 | MOHAVE SOLAR | Purchase
UNSEDG-11134 | 86409 | PV (Photovoltaic) | 15.12 | 29720 | Residential | Non-Incentive | 3 - Installed | 2024-02-23 | 2024-03-05 | 2024-07-12 | 41610 | 8322 | HAVASU SOLAR | Purchase
UNSEDG-11135 | 86403 | PV (Photovoltaic) | 14.28 | 25980 | Residential | Non-Incentive | 3 - Installed | 2024-02-23 | 2024-03-05 | 2024-06-03 | 37817 | 7563.4 | HAVASU SOLAR | Purchase
UNSEDG-11136 | 86406 | PV (Photovoltaic) | 15.12 | 27360 | Residential | Non-Incentive | 3 - Installed | 2024-02-23 | 2024-03-05 | 2024-05-13 | 39614.4 | 7922.88 | HAVASU SOLAR | Lease
UNSEDG-11137 | 86401 | PV (Photovoltaic) | 8 | 14994 | Residential | Non-Incentive | 3 - Installed | 2024-02-26 | 2024-03-05 | 2024-05-28 | 30112.63 | 2000 | Our World Energy | Purchase
UNSEDG-11139 | 86409 | PV (Photovoltaic) | 6.4 | 10431 | Residential | Non-Incentive | 3 - Installed | 2024-02-26 | 2024-03-05 | 2024-06-25 | 37652.16 | 2000 | Our World Energy | Lease
UNSEDG-11142 | 85648 | PV (Photovoltaic) | 6.4 | 11303 | Residential | Non-Incentive | 3 - Installed | 2024-02-26 | 2024-03-05 | 2024-05-15 | 35406 | 2000 | Our World Energy | Lease
UNSEDG-11143 | 86409 | PV (Photovoltaic) | 4 | 6546 | Residential | Non-Incentive | 3 - Installed | 2024-02-27 | 2024-03-05 | 2024-04-26 | 22848 | 2000 | Our World Energy | Purchase
UNSEDG-11145 | 86401 | PV (Photovoltaic) | 13.53 | 23299 | Residential | Non-Incentive | 3 - Installed | 2024-02-27 | 2024-03-14 | 2024-06-13 | 52940 | 2000 | Icon Power | Purchase
UNSEDG-11149 | 86403 | PV (Photovoltaic) | 9.24 | 17778 | Residential | Non-Incentive | 3 - Installed | 2024-02-27 | 2024-03-06 | 2024-04-11 | 24034 | 4806.8 | HAVASU SOLAR | Purchase
UNSEDG-11148 | 86409 | PV (Photovoltaic) | 6.375 | 11419 | Residential | Non-Incentive | 3 - Installed | 2024-02-27 | 2024-03-06 | 2024-05-07 | 45484.92 | 2000 | Our World Energy | Lease
UNSEDG-11151 | 86403 | PV (Photovoltaic) | 13.09 | 23225 | Residential | Non-Incentive | 3 - Installed | 2024-02-27 | 2024-03-06 | 2024-05-24 | 78698.44 | 2500 | Freedom Forever | Lease
UNSEDG-11152 | 86409 | PV (Photovoltaic) | 11.55 | 22555 | Residential | Non-Incentive | 3 - Installed | 2024-02-27 | 2024-03-06 | 2024-06-07 | 75119.92 | 2500 | Freedom Forever | Lease
UNSEDG-11153 | 86406 | PV (Photovoltaic) | 10.125 | 17809 | Residential | Non-Incentive | 3 - Installed | 2024-02-27 | 2024-03-06 | 2024-05-31 | 31153.85 | 0 | TML International LLC | Purchase
UNSEDG-11187 | 85648 | PV (Photovoltaic) | 12.32 | 20389 | Residential | Non-Incentive | 3 - Installed | 2024-03-04 | 2024-03-13 | 2024-05-20 | 69070.84 | 2500 | Freedom Forever | Lease
UNSEDG-11155 | 86404 | PV (Photovoltaic) | 13.12 | 24997 | Residential | Non-Incentive | 3 - Installed | 2024-02-27 | 2024-03-06 | 2024-04-25 | 28230 | 1990 | NB Baker Electric AZ LLC dba Streamline Solar | Purchase
UNSEDG-11159 | 85648 | PV (Photovoltaic) | 7.315 | 12099 | Residential | Non-Incentive | 3 - Installed | 2024-02-28 | 2024-03-06 | 2024-05-06 | 43314.4 | 2500 | Freedom Forever | Lease
UNSEDG-11160 | 85648 | PV (Photovoltaic) | 7.2 | 12545 | Residential | Non-Incentive | 3 - Installed | 2024-02-28 | 2024-03-06 | 2024-05-20 | 46930.08 | 2000 | Our World Energy | Lease
UNSEDG-11161 | 86409 | PV (Photovoltaic) | 9.35 | 15725 | Residential | Non-Incentive | 3 - Installed | 2024-02-28 | 2024-03-06 | 2024-05-07 | 38335 | 2000 | Our World Energy | Purchase
UNSEDG-11169 | 86413 | PV (Photovoltaic) | 5.135 | 9901 | Residential | Non-Incentive | 3 - Installed | 2024-02-29 | 2024-03-07 | 2024-04-11 | 18000 | 2000 | Angle Solar | Purchase
UNSEDG-11168 | 86401 | PV (Photovoltaic) | 9.875 | 19041 | Residential | Non-Incentive | 3 - Installed | 2024-02-29 | 2024-03-07 | 2024-04-10 | 26000 | 2000 | Angle Solar | Purchase
UNSEDG-11170 | 86413 | PV (Photovoltaic) | 4.345 | 8378 | Residential | Non-Incentive | 3 - Installed | 2024-02-29 | 2024-03-06 | 2024-04-11 | 16000 | 2000 | Angle Solar | Purchase
UNSEDG-11171 | 85648 | PV (Photovoltaic) | 7.2 | 11742 | Residential | Non-Incentive | 3 - Installed | 2024-03-01 | 2024-03-06 | 2024-05-23 | 47465.04 | 2000 | Our World Energy | Lease
UNSEDG-11173 | 86413 | PV (Photovoltaic) | 5.135 | 9901 | Residential | Non-Incentive | 3 - Installed | 2024-03-01 | 2024-03-11 | 2024-04-17 | 17000 | 1000 | Angle Solar | Purchase
UNSEDG-11174 | 86401 | PV (Photovoltaic) | 14.39 | 24229 | Residential | Non-Incentive | 3 - Installed | 2024-03-01 | 2024-03-06 | 2024-04-04 | 88232.96 | 5000 | On Point Solar Power | Lease
UNSEDG-11175 | 86401 | PV (Photovoltaic) | 8.5 | 16333 | Residential | Non-Incentive | 3 - Installed | 2024-03-01 | 2024-03-06 | 2024-04-22 | 42922.72 | 2000 | Our World Energy | Purchase
UNSEDG-11177 | 85648 | PV (Photovoltaic) | 4.675 | 8722 | Residential | Non-Incentive | 3 - Installed | 2024-03-01 | 2024-03-06 | 2024-05-20 | 30295.2 | 2000 | Our World Energy | Lease
UNSEDG-11179 | 85648 | PV (Photovoltaic) | 11.55 | 20441 | Residential | Non-Incentive | 3 - Installed | 2024-03-01 | 2024-03-07 | 2024-07-08 | 85047.52 | 2500 | Freedom Forever | Lease
UNSEDG-11180 | 86406 | PV (Photovoltaic) | 18.4 | 27251 | Residential | Non-Incentive | 3 - Installed | 2024-03-01 | 2024-03-06 | 2024-06-21 | 87032 | 27416 | NB Baker Electric AZ LLC dba Streamline Solar | Lease
UNSEDG-11181 | 85648 | PV (Photovoltaic) | 6.16 | 11163 | Residential | Non-Incentive | 3 - Installed | 2024-03-01 | 2024-03-06 | 2024-04-17 | 36236.8 | 2500 | Freedom Forever | Lease
UNSEDG-11182 | 85648 | PV (Photovoltaic) | 7.2 | 13632 | Residential | Non-Incentive | 3 - Installed | 2024-03-01 | 2024-03-06 | 2024-08-05 | 37006.1 | 1 | Vantage Solar LLC | Purchase
UNSEDG-11183 | 85648 | PV (Photovoltaic) | 11.2 | 18408 | Residential | Non-Incentive | 3 - Installed | 2024-03-04 | 2024-03-06 | 2024-05-15 | 66135.84 | 2000 | Our World Energy | Lease
UNSEDG-11184 | 85648 | PV (Photovoltaic) | 4.8 | 7946 | Residential | Non-Incentive | 3 - Installed | 2024-03-04 | 2024-03-06 | 2024-08-28 | 29402.28 | 2000 | Our World Energy | Lease
UNSEDG-11185 | 85648 | PV (Photovoltaic) | 11.05 | 19510 | Residential | Non-Incentive | 3 - Installed | 2024-03-04 | 2024-03-06 | 2024-05-15 | 64803.24 | 2000 | Our World Energy | Lease
UNSEDG-11186 | 85648 | PV (Photovoltaic) | 4.8 | 8638 | Residential | Non-Incentive | 3 - Installed | 2024-03-04 | 2024-03-06 | 2024-07-02 | 35496.48 | 2000 | Our World Energy | Lease
UNSEDG-11188 | 86401 | PV (Photovoltaic) | 18 | 29421 | Residential | Non-Incentive | 3 - Installed | 2024-03-04 | 2024-03-11 | 2024-08-01 | 70237.18 | 2000 | Our World Energy | Purchase
UNSEDG-11189 | 85648 | PV (Photovoltaic) | 3.4 | 5967 | Residential | Non-Incentive | 3 - Installed | 2024-03-04 | 2024-03-14 | 2024-05-09 | 30900.24 | 2000 | Our World Energy | Lease
UNSEDG-11220 | 85646 | PV (Photovoltaic) | 10.4 | 18479 | Residential | Non-Incentive | 3 - Installed | 2024-03-06 | 2024-03-19 | 2024-05-21 | 35000 | 3000 | Advanced Electric and Solar, LLC | Purchase
UNSEDG-11190 | 85648 | PV (Photovoltaic) | 6.8 | 10407 | Residential | Non-Incentive | 3 - Installed | 2024-03-04 | 2024-03-14 | 2024-09-18 | 47934.24 | 2000 | Our World Energy | Lease
UNSEDG-11191 | 86409 | PV (Photovoltaic) | 7.225 | 13482 | Residential | Non-Incentive | 3 - Installed | 2024-03-04 | 2024-03-13 | 2024-05-24 | 38376.82 | 2000 | Our World Energy | Purchase
UNSEDG-11193 | 86406 | PV (Photovoltaic) | 12.18 | 23070 | Residential | Non-Incentive | 3 - Installed | 2024-03-04 | 2024-03-13 | 2024-07-02 | 31059 | 6211.8 | HAVASU SOLAR | Lease
UNSEDG-11194 | 86404 | PV (Photovoltaic) | 12.6 | 24268 | Residential | Non-Incentive | 3 - Installed | 2024-03-04 | 2024-03-13 | 2024-05-06 | 32256 | 6451.2 | HAVASU SOLAR | Lease
UNSEDG-11196 | 85648 | PV (Photovoltaic) | 4.8 | 7944 | Residential | Non-Incentive | 3 - Installed | 2024-03-05 | 2024-03-14 | 2024-05-15 | 33906.6 | 2000 | Our World Energy | Lease
UNSEDG-11195 | 85648 | PV (Photovoltaic) | 8.47 | 14418 | Residential | Non-Incentive | 3 - Installed | 2024-03-05 | 2024-03-13 | 2024-09-13 | 77506.6 | 2500 | Freedom Forever | Lease
UNSEDG-11199 | 86409 | PV (Photovoltaic) | 11.6 | 20213 | Residential | Non-Incentive | 3 - Installed | 2024-03-05 | 2024-03-14 | 2024-10-04 | 59732.23 | 2000 | Our World Energy | Purchase
UNSEDG-11198 | 86409 | PV (Photovoltaic) | 3.9 | 6435 | Residential | Non-Incentive | 3 - Installed | 2024-03-05 | 2024-03-14 | 2024-06-10 | 19983 | 5000 | On Point Solar Power | Lease
UNSEDG-11200 | 86401 | PV (Photovoltaic) | 10.92 | 17886 | Residential | Non-Incentive | 3 - Installed | 2024-03-05 | 2024-03-14 | 2024-04-26 | 66152.04 | 5000 | On Point Solar Power | Lease
UNSEDG-11201 | 86401 | PV (Photovoltaic) | 6.4 | 12016 | Residential | Non-Incentive | 3 - Installed | 2024-03-05 | 2024-03-14 | 2024-05-21 | 41829 | 2000 | Our World Energy | Lease
UNSEDG-11204 | 86406 | PV (Photovoltaic) | 11.48 | 20636 | Residential | Non-Incentive | 3 - Installed | 2024-03-05 | 2024-03-14 | 2024-04-15 | 37151.49 | 7430.3 | HAVASU SOLAR | Lease
UNSEDG-11205 | 85648 | PV (Photovoltaic) | 13.365 | 22438 | Residential | Non-Incentive | 3 - Installed | 2024-03-05 | 2024-04-16 | 2024-05-23 | 57469.5 | 2873 | SOLAR PROS ELECTRIC LLC | Purchase
UNSEDG-11206 | 86404 | PV (Photovoltaic) | 11.76 | 21845 | Residential | Non-Incentive | 3 - Installed | 2024-03-05 | 2024-03-14 | 2024-05-23 | 30105.6 | 6021.12 | HAVASU SOLAR | Lease
UNSEDG-11207 | 85648 | PV (Photovoltaic) | 6.375 | 11460 | Residential | Non-Incentive | 3 - Installed | 2024-03-06 | 2024-03-14 | 2024-06-25 | 42542.04 | 2000 | Our World Energy | Lease
UNSEDG-11208 | 86409 | PV (Photovoltaic) | 10.8 | 16556 | Residential | Non-Incentive | 3 - Installed | 2024-03-06 | 2024-03-14 | 2024-06-06 | 55566 | 2000 | Our World Energy | Lease
UNSEDG-11209 | 85648 | PV (Photovoltaic) | 4.25 | 7917 | Residential | Non-Incentive | 3 - Installed | 2024-03-06 | 2024-03-14 | 2024-05-02 | 27678.72 | 2000 | Our World Energy | Lease
UNSEDG-11210 | 85648 | PV (Photovoltaic) | 4.675 | 8114 | Residential | Non-Incentive | 3 - Installed | 2024-03-06 | 2024-03-14 | 2024-05-20 | 29477.28 | 2000 | Our World Energy | Lease
UNSEDG-11226 | 86401 | PV (Photovoltaic) | 4.345 | 8378 | Residential | Non-Incentive | 3 - Installed | 2024-03-07 | 2024-03-26 | 2024-04-26 | 16000 | 2000 | Angle Solar | Purchase
UNSEDG-11211 | 86413 | PV (Photovoltaic) | 14.45 | 25223 | Residential | Non-Incentive | 3 - Installed | 2024-03-06 | 2024-03-14 | 2024-05-08 | 74214.6 | 2000 | Our World Energy | Lease
UNSEDG-11213 | 86409 | PV (Photovoltaic) | 7.6 | 12500 | Residential | Non-Incentive | 3 - Installed | 2024-03-06 | 2024-03-14 | 2024-05-13 | 48000 | 2000 | Our World Energy | Lease
UNSEDG-11215 | 85648 | PV (Photovoltaic) | 5.28 | 9846 | Residential | Non-Incentive | 3 - Installed | 2024-03-06 | 2024-03-19 | 2024-04-22 | 34320 | 4000 | Southwest Electric Inc | Lease
UNSEDG-11214 | 85648 | PV (Photovoltaic) | 6.8 | 12360 | Residential | Non-Incentive | 3 - Installed | 2024-03-06 | 2024-03-14 | 2024-06-21 | 23080 | 2000 | Our World Energy | Purchase
UNSEDG-11217 | 85648 | PV (Photovoltaic) | 6.8 | 12465 | Residential | Non-Incentive | 3 - Installed | 2024-03-06 | 2024-03-14 | 2024-06-18 | 39732 | 2000 | Our World Energy | Lease
UNSEDG-11218 | 85648 | PV (Photovoltaic) | 6 | 10860 | Residential | Non-Incentive | 3 - Installed | 2024-03-06 | 2024-03-14 | 2024-05-15 | 43706.52 | 2000 | Our World Energy | Lease
UNSEDG-11219 | 85648 | PV (Photovoltaic) | 6.8 | 12507 | Residential | Non-Incentive | 3 - Installed | 2024-03-06 | 2024-03-14 | 2024-06-11 | 45616.16 | 2000 | Our World Energy | Lease
UNSEDG-11223 | 86406 | PV (Photovoltaic) | 11.2 | 17758 | Residential | Non-Incentive | 3 - Installed | 2024-03-07 | 2024-03-14 | 2024-05-24 | 62697.12 | 2000 | Our World Energy | Lease
UNSEDG-11222 | 86409 | PV (Photovoltaic) | 4.675 | 7826 | Residential | Non-Incentive | 3 - Installed | 2024-03-07 | 2024-03-13 | 2024-05-20 | 24567.12 | 2000 | Our World Energy | Lease
UNSEDG-11228 | 85648 | PV (Photovoltaic) | 7.9 | 14585 | Residential | Non-Incentive | 3 - Installed | 2024-03-07 | 2024-03-14 | 2024-09-03 | 30390.08 | 2500 | VECTOR ENERGY LLC DBA FUSION POWER CO | Lease
UNSEDG-11230 | 86404 | PV (Photovoltaic) | 5.33 | 9823 | Residential | Non-Incentive | 3 - Installed | 2024-03-07 | 2024-03-19 | 2024-05-22 | 15168.26 | 3033.05 | HAVASU SOLAR | Lease
UNSEDG-11229 | 85648 | PV (Photovoltaic) | 6.93 | 12848 | Residential | Non-Incentive | 3 - Installed | 2024-03-07 | 2024-03-25 | 2024-05-23 | 48862.6 | 2500 | Freedom Forever | Lease
UNSEDG-11232 | 85648 | PV (Photovoltaic) | 19.55 | 32471 | Residential | Non-Incentive | 3 - Installed | 2024-03-07 | 2024-03-19 | 2024-06-21 | 116067 | 2000 | Our World Energy | Lease
UNSEDG-11234 | 86401 | PV (Photovoltaic) | 5.135 | 9901 | Residential | Non-Incentive | 3 - Installed | 2024-03-07 | 2024-03-28 | 2024-04-26 | 17000 | 2000 | Angle Solar | Purchase
UNSEDG-11242 | 86406 | PV (Photovoltaic) | 16.38 | 29249 | Residential | Non-Incentive | 3 - Installed | 2024-03-08 | 2024-03-20 | 2024-05-15 | 41131 | 8226.2 | HAVASU SOLAR | Purchase
UNSEDG-11236 | 85648 | PV (Photovoltaic) | 11.9 | 21711 | Residential | Non-Incentive | 3 - Installed | 2024-03-08 | 2024-03-19 | 2024-06-05 | 75123 | 2000 | Our World Energy | Lease
UNSEDG-11237 | 85648 | PV (Photovoltaic) | 4.25 | 7931 | Residential | Non-Incentive | 3 - Installed | 2024-03-08 | 2024-03-15 | 2024-07-24 | 23964 | 2000 | Our World Energy | Lease
UNSEDG-11238 | 85646 | PV (Photovoltaic) | 4.8 | 7938 | Residential | Non-Incentive | 3 - Installed | 2024-03-08 | 2024-03-25 | 2024-05-23 | 29881.32 | 2000 | Our World Energy | Lease
UNSEDG-11240 | 85648 | PV (Photovoltaic) | 10.2 | 18122 | Residential | Non-Incentive | 3 - Installed | 2024-03-08 | 2024-03-20 | 2024-05-21 | 50405.51 | 2000 | Our World Energy | Purchase
UNSEDG-11239 | 85646 | PV (Photovoltaic) | 4 | 6629 | Residential | Non-Incentive | 3 - Installed | 2024-03-08 | 2024-03-20 | 2024-06-11 | 24590.4 | 2000 | Our World Energy | Lease
UNSEDG-11241 | 85648 | PV (Photovoltaic) | 9.775 | 17721 | Residential | Non-Incentive | 3 - Installed | 2024-03-08 | 2024-03-21 | 2024-05-23 | 70143 | 2000 | Our World Energy | Lease
UNSEDG-11364 | 86403 | PV (Photovoltaic) | 18.095 | 34031 | Residential | Non-Incentive | 3 - Installed | 2024-03-25 | 2024-04-03 | 2024-06-04 | 50000 | 10000 | MOHAVE SOLAR | Purchase
UNSEDG-11245 | 86413 | PV (Photovoltaic) | 11.05 | 18843 | Residential | Non-Incentive | 3 - Installed | 2024-03-08 | 2024-03-20 | 2024-06-06 | 56040.36 | 2000 | Our World Energy | Lease
UNSEDG-11246 | 86409 | PV (Photovoltaic) | 7.225 | 14073 | Residential | Non-Incentive | 3 - Installed | 2024-03-08 | 2024-03-20 | 2024-05-01 | 39011.16 | 2000 | Our World Energy | Lease
UNSEDG-11247 | 85648 | PV (Photovoltaic) | 12.325 | 20671 | Residential | Non-Incentive | 3 - Installed | 2024-03-08 | 2024-04-03 | 2024-06-10 | 72081.72 | 2000 | Our World Energy | Lease
UNSEDG-11248 | 85648 | PV (Photovoltaic) | 16 | 26057 | Residential | Non-Incentive | 3 - Installed | 2024-03-08 | 2024-03-21 | 2024-08-02 | 96576 | 2000 | Our World Energy | Lease
UNSEDG-11250 | 85621 | PV (Photovoltaic) | 1.62 | 2730 | Residential | Non-Incentive | 3 - Installed | 2024-03-08 | 2024-03-21 | 2024-07-29 | 11340 | 567 | SOLAR PROS ELECTRIC LLC | Purchase
UNSEDG-11251 | 86409 | PV (Photovoltaic) | 2.4 | 4583 | Residential | Non-Incentive | 3 - Installed | 2024-03-09 | 2024-04-08 | 2024-04-12 | 3449 | 0 | JC A/C | Purchase
UNSEDG-11253 | 85648 | PV (Photovoltaic) | 10.8 | 18361 | Residential | Non-Incentive | 3 - Installed | 2024-03-11 | 2024-03-25 | 2024-07-16 | 70537.44 | 2000 | Our World Energy | Lease
UNSEDG-11254 | 86403 | PV (Photovoltaic) | 15.58 | 26385 | Residential | Non-Incentive | 3 - Installed | 2024-03-11 | 2024-03-20 | 2024-05-09 | 34679 | 3519 | NB Baker Electric AZ LLC dba Streamline Solar | Purchase
UNSEDG-11259 | 86404 | PV (Photovoltaic) | 13.475 | 25025 | Residential | Non-Incentive | 3 - Installed | 2024-03-11 | 2024-03-25 | 2024-06-04 | 81237.52 | 2500 | Freedom Forever | Lease
UNSEDG-11260 | 85648 | PV (Photovoltaic) | 17.325 | 29557 | Residential | Non-Incentive | 3 - Installed | 2024-03-11 | 2024-03-25 | 2024-08-08 | 89760.52 | 2500 | Freedom Forever | Lease
UNSEDG-11261 | 85648 | PV (Photovoltaic) | 11.2 | 18745 | Residential | Non-Incentive | 3 - Installed | 2024-03-11 | 2024-03-25 | 2024-06-03 | 76859.4 | 2000 | Our World Energy | Lease
UNSEDG-11263 | 85648 | PV (Photovoltaic) | 7.2 | 12769 | Residential | Non-Incentive | 3 - Installed | 2024-03-11 | 2024-03-25 | 2024-04-15 | 24640 | 2500 | Freedom Forever | Purchase
UNSEDG-11321 | 86409 | PV (Photovoltaic) | 9.35 | 15775 | Residential | Non-Incentive | 3 - Installed | 2024-03-18 | 2024-03-27 | 2024-06-07 | 57595.72 | 2000 | Our World Energy | Lease
UNSEDG-11267 | 86403 | PV (Photovoltaic) | 6.885 | 12671 | Residential | Non-Incentive | 3 - Installed | 2024-03-12 | 2024-03-25 | 2024-04-18 | 26973.24 | 0 | TML International LLC | Purchase
UNSEDG-11269 | 86401 | PV (Photovoltaic) | 5.525 | 9505 | Residential | Non-Incentive | 3 - Installed | 2024-03-12 | 2024-03-25 | 2024-05-10 | 16375 | 2000 | Our World Energy | Purchase
UNSEDG-11271 | 85648 | PV (Photovoltaic) | 11.05 | 16924 | Residential | Non-Incentive | 3 - Installed | 2024-03-12 | 2024-03-25 | 2024-09-13 | 58593 | 2000 | Our World Energy | Lease
UNSEDG-11272 | 86409 | PV (Photovoltaic) | 6.93 | 13257 | Residential | Non-Incentive | 3 - Installed | 2024-03-12 | 2024-03-25 | 2024-05-10 | 43075.24 | 2500 | Freedom Forever | Lease
UNSEDG-11293 | 86404 | PV (Photovoltaic) | 4.2 | 5994 | Residential | Non-Incentive | 3 - Installed | 2024-03-13 | 2024-03-26 | 2024-07-08 | 11340 | 2268 | HAVASU SOLAR | Lease
UNSEDG-11273 | 86404 | PV (Photovoltaic) | 5.88 | 10308 | Residential | Non-Incentive | 3 - Installed | 2024-03-12 | 2024-03-25 | 2024-05-28 | 15000 | 3000 | HAVASU SOLAR | Purchase
UNSEDG-11300 | 86401 | PV (Photovoltaic) | 12 | 20480 | Residential | Non-Incentive | 3 - Installed | 2024-03-14 | 2024-03-26 | 2024-05-07 | 53251.72 | 2000 | Our World Energy | Purchase
UNSEDG-11274 | 86401 | PV (Photovoltaic) | 14.7 | 26700 | Residential | Non-Incentive | 3 - Installed | 2024-03-13 | 2024-04-03 | 2024-06-10 | 57025.38 | 2500 | Titan Solar Power, Inc. | Purchase
UNSEDG-11275 | 86406 | PV (Photovoltaic) | 7.98 | 13644 | Residential | Non-Incentive | 3 - Installed | 2024-03-13 | 2024-03-25 | 2024-05-20 | 21546 | 4309.2 | HAVASU SOLAR | Lease
UNSEDG-11276 | 85648 | PV (Photovoltaic) | 6.56 | 11740 | Residential | Non-Incentive | 3 - Installed | 2024-03-13 | 2024-03-26 | 2024-05-21 | 44362.56 | 4000 | Southwest Electric Inc | Lease
UNSEDG-11278 | 86404 | PV (Photovoltaic) | 8.4 | 15799 | Residential | Non-Incentive | 3 - Installed | 2024-03-13 | 2024-03-25 | 2024-05-20 | 26738.02 | 5347.6 | HAVASU SOLAR | Lease
UNSEDG-11279 | 85640 | PV (Photovoltaic) | 4.675 | 8539 | Residential | Non-Incentive | 3 - Installed | 2024-03-13 | 2024-04-03 | 2024-07-15 | 15353.5 | 2000 | Our World Energy | Purchase
UNSEDG-11281 | 86404 | PV (Photovoltaic) | 18.9 | 31805 | Residential | Non-Incentive | 3 - Installed | 2024-03-13 | 2024-03-26 | 2024-07-08 | 52688.17 | 10537.63 | HAVASU SOLAR | Lease
UNSEDG-11280 | 86401 | PV (Photovoltaic) | 16.4 | 27690 | Residential | Non-Incentive | 3 - Installed | 2024-03-13 | 2024-03-27 | 2024-06-11 | 77825.64 | 5000 | On Point Solar Power | Purchase
UNSEDG-11283 | 86401 | PV (Photovoltaic) | 10 | 17023 | Residential | Non-Incentive | 3 - Installed | 2024-03-13 | 2024-05-01 | 2024-09-18 | 46594.9 | 594.9 | Sunup America | Purchase
UNSEDG-11285 | 86404 | PV (Photovoltaic) | 7.14 | 12774 | Residential | Non-Incentive | 3 - Installed | 2024-03-13 | 2024-03-26 | 2024-07-10 | 15997.69 | 3808.97 | HAVASU SOLAR | Lease
UNSEDG-11287 | 86404 | PV (Photovoltaic) | 8.82 | 15849 | Residential | Non-Incentive | 3 - Installed | 2024-03-13 | 2024-03-26 | 2024-04-19 | 27709.52 | 5541.9 | HAVASU SOLAR | Lease
UNSEDG-11288 | 86403 | PV (Photovoltaic) | 8.4 | 16027 | Residential | Non-Incentive | 3 - Installed | 2024-03-13 | 2024-03-26 | 2024-05-21 | 25144.7 | 5028.94 | HAVASU SOLAR | Lease
UNSEDG-11289 | 86406 | PV (Photovoltaic) | 13.86 | 24309 | Residential | Non-Incentive | 3 - Installed | 2024-03-13 | 2024-03-28 | 2024-07-26 | 41580 | 8316 | HAVASU SOLAR | Lease
UNSEDG-11312 | 86406 | PV (Photovoltaic) | 6.48 | 10822 | Residential | Non-Incentive | 3 - Installed | 2024-03-15 | 2024-03-26 | 2024-07-05 | 19440 | 3888 | ESMAY ELECTRIC, INC. | Purchase
UNSEDG-11291 | 85648 | PV (Photovoltaic) | 7.29 | 12135 | Residential | Non-Incentive | 3 - Installed | 2024-03-13 | 2024-03-27 | 2024-05-01 | 26389 | 1319 | SOLAR PROS ELECTRIC LLC | Purchase
UNSEDG-11290 | 86404 | PV (Photovoltaic) | 10.8 | 17855 | Residential | Non-Incentive | 3 - Installed | 2024-03-13 | 2024-03-26 | 2024-04-19 | 32160 | 6432 | ESMAY ELECTRIC, INC. | Purchase
UNSEDG-11292 | 86403 | PV (Photovoltaic) | 6.72 | 12093 | Residential | Non-Incentive | 3 - Installed | 2024-03-13 | 2024-03-26 | 2024-05-28 | 21638.67 | 4327.73 | HAVASU SOLAR | Lease
UNSEDG-11295 | 86404 | PV (Photovoltaic) | 15.225 | 26243 | Residential | Non-Incentive | 3 - Installed | 2024-03-13 | 2024-03-26 | 2024-05-22 | 45975 | 9195 | ESMAY ELECTRIC, INC. | Lease
UNSEDG-11302 | 86403 | PV (Photovoltaic) | 10.5 | 19788 | Residential | Non-Incentive | 3 - Installed | 2024-03-14 | 2024-03-26 | 2024-05-20 | 31623.28 | 6324.66 | HAVASU SOLAR | Lease
UNSEDG-11303 | 85640 | PV (Photovoltaic) | 8.61 | 15957 | Residential | Non-Incentive | 3 - Installed | 2024-03-14 | 2024-03-26 | 2024-06-10 | 41230 | 4000 | Southwest Electric Inc | Purchase
UNSEDG-11304 | 86403 | PV (Photovoltaic) | 8.82 | 17224 | Residential | Non-Incentive | 3 - Installed | 2024-03-14 | 2024-03-26 | 2024-05-20 | 26360.2 | 5272.04 | HAVASU SOLAR | Lease
UNSEDG-11306 | 86406 | PV (Photovoltaic) | 8.82 | 15260 | Residential | Non-Incentive | 3 - Installed | 2024-03-14 | 2024-03-26 | 2024-07-22 | 24550 | 4910 | HAVASU SOLAR | Purchase
UNSEDG-11309 | 85648 | PV (Photovoltaic) | 11.6 | 19690 | Residential | Non-Incentive | 3 - Installed | 2024-03-15 | 2024-03-26 | 2024-08-08 | 79344.84 | 2000 | Our World Energy | Lease
UNSEDG-11316 | 86401 | PV (Photovoltaic) | 22.4 | 37975 | Residential | Non-Incentive | 3 - Installed | 2024-03-15 | 2024-03-26 | 2024-07-12 | 149087.28 | 2000 | Our World Energy | Lease
UNSEDG-11313 | 86404 | PV (Photovoltaic) | 5.2 | 9355 | Residential | Non-Incentive | 3 - Installed | 2024-03-15 | 2024-03-26 | 2024-05-24 | 32688.84 | 2000 | Our World Energy | Lease
UNSEDG-11314 | 86409 | PV (Photovoltaic) | 10.4 | 16731 | Residential | Non-Incentive | 3 - Installed | 2024-03-15 | 2024-04-02 | 2024-05-09 | 80398.8 | 2000 | Our World Energy | Lease
UNSEDG-11315 | 85648 | PV (Photovoltaic) | 8.925 | 16138 | Residential | Non-Incentive | 3 - Installed | 2024-03-15 | 2024-03-26 | 2024-05-21 | 27967.5 | 2000 | Our World Energy | Purchase
UNSEDG-11318 | 86401 | PV (Photovoltaic) | 3.2 | 5131 | Residential | Non-Incentive | 3 - Installed | 2024-03-18 | 2024-03-26 | 2024-05-23 | 10200 | 2000 | Our World Energy | Purchase
UNSEDG-11320 | 86401 | PV (Photovoltaic) | 4.4 | 7560 | Residential | Non-Incentive | 3 - Installed | 2024-03-18 | 2024-03-27 | 2024-05-20 | 27762 | 2000 | Our World Energy | Lease
UNSEDG-11323 | 86403 | PV (Photovoltaic) | 50 | 82431 | Non-Residential | Non-Incentive | 3 - Installed | 2024-03-18 | 2024-04-02 | 2024-07-09 | 114500 | 22900 | ESMAY ELECTRIC, INC. | Purchase
UNSEDG-11330 | 85648 | PV (Photovoltaic) | 5.1 | 8622 | Residential | Non-Incentive | 3 - Installed | 2024-03-19 | 2024-04-03 | 2024-05-21 | 32834.16 | 2000 | Our World Energy | Lease
UNSEDG-11324 | 85648 | PV (Photovoltaic) | 6.8 | 12222 | Residential | Non-Incentive | 3 - Installed | 2024-03-18 | 2024-03-28 | 2024-05-23 | 44474.52 | 2000 | Our World Energy | Lease
UNSEDG-11325 | 86403 | PV (Photovoltaic) | 16.555 | 23100 | Residential | Non-Incentive | 3 - Installed | 2024-03-18 | 2024-03-28 | 2024-07-12 | 78097 | 2500 | Freedom Forever INC | Lease
UNSEDG-11327 | 85648 | PV (Photovoltaic) | 9.625 | 15446 | Residential | Non-Incentive | 3 - Installed | 2024-03-18 | 2024-04-03 | 2024-07-12 | 61700.92 | 2500 | Freedom Forever INC | Lease
UNSEDG-11332 | 86409 | PV (Photovoltaic) | 8.8 | 16628 | Residential | Non-Incentive | 3 - Installed | 2024-03-19 | 2024-04-03 | 2024-06-06 | 51345 | 5000 | On Point Solar Power | Lease
UNSEDG-11329 | 86413 | PV (Photovoltaic) | 3.95 | 7476 | Residential | Non-Incentive | 3 - Installed | 2024-03-18 | 2024-03-28 | 2024-05-24 | 13035 | 2500 | VECTOR ENERGY LLC DBA FUSION POWER CO | Lease
UNSEDG-11345 | 86409 | PV (Photovoltaic) | 5.135 | 9817 | Residential | Non-Incentive | 3 - Installed | 2024-03-21 | 2024-03-28 | 2024-04-23 | 17800 | 2000 | Angle Solar | Purchase
UNSEDG-11331 | 86401 | PV (Photovoltaic) | 9.2 | 14580 | Residential | Non-Incentive | 3 - Installed | 2024-03-19 | 2024-03-28 | 2024-08-13 | 61803.24 | 2000 | Our World Energy | Lease
UNSEDG-11333 | 86404 | PV (Photovoltaic) | 11.76 | 19119 | Residential | Non-Incentive | 3 - Installed | 2024-03-19 | 2024-03-28 | 2024-07-24 | 32559 | 6511.8 | HAVASU SOLAR | Purchase
UNSEDG-11334 | 86406 | PV (Photovoltaic) | 20.16 | 29974 | Residential | Non-Incentive | 3 - Installed | 2024-03-19 | 2024-04-18 | 2024-07-26 | 78125 | 15625 | HAVASU SOLAR | Purchase
UNSEDG-11336 | 86404 | PV (Photovoltaic) | 10.08 | 19266 | Residential | Non-Incentive | 3 - Installed | 2024-03-19 | 2024-03-28 | 2024-05-23 | 29869.99 | 5974 | HAVASU SOLAR | Lease
UNSEDG-11337 | 86401 | PV (Photovoltaic) | 12 | 19579 | Residential | Non-Incentive | 3 - Installed | 2024-03-20 | 2024-03-28 | 2024-05-21 | 69588 | 2000 | Our World Energy | Lease
UNSEDG-11338 | 86409 | PV (Photovoltaic) | 9.2 | 15001 | Residential | Non-Incentive | 3 - Installed | 2024-03-20 | 2024-03-28 | 2024-05-21 | 41339.97 | 2000 | Our World Energy | Purchase
UNSEDG-11339 | 86409 | PV (Photovoltaic) | 14.8 | 26385 | Residential | Non-Incentive | 3 - Installed | 2024-03-20 | 2024-04-03 | 2024-07-26 | 68477.43 | 2000 | Our World Energy | Purchase
UNSEDG-11341 | 86406 | PV (Photovoltaic) | 6.72 | 12552 | Residential | Non-Incentive | 3 - Installed | 2024-03-20 | 2024-03-28 | 2024-05-28 | 17014 | 3402.8 | HAVASU SOLAR | Purchase
UNSEDG-11342 | 86401 | PV (Photovoltaic) | 11.05 | 20347 | Residential | Non-Incentive | 3 - Installed | 2024-03-21 | 2024-04-01 | 2024-07-02 | 68729.04 | 2000 | Our World Energy | Lease
UNSEDG-11344 | 86445 | PV (Photovoltaic) | 13.6 | 24703 | Residential | Non-Incentive | 3 - Installed | 2024-03-21 | 2024-04-03 | 2024-06-06 | 46217.72 | 4000 | Southwest Electric Inc | Purchase
UNSEDG-11375 | 86413 | PV (Photovoltaic) | 4.345 | 8378 | Residential | Non-Incentive | 3 - Installed | 2024-03-26 | 2024-04-03 | 2024-05-15 | 16400 | 2000 | Angle Solar | Purchase
UNSEDG-11346 | 86406 | PV (Photovoltaic) | 15.54 | 28326 | Residential | Non-Incentive | 3 - Installed | 2024-03-22 | 2024-04-29 | 2024-07-26 | 65000 | 13000 | HAVASU SOLAR | Purchase
UNSEDG-11347 | 86406 | PV (Photovoltaic) | 3.78 | 6872 | Residential | Non-Incentive | 3 - Installed | 2024-03-22 | 2024-03-28 | 2024-05-24 | 15230.56 | 3046.11 | HAVASU SOLAR | Purchase
UNSEDG-11348 | 86409 | PV (Photovoltaic) | 8.4 | 15744 | Residential | Non-Incentive | 3 - Installed | 2024-03-22 | 2024-03-28 | 2024-07-23 | 52848 | 2000 | Our World Energy | Lease
UNSEDG-11349 | 86406 | PV (Photovoltaic) | 15.54 | 29743 | Residential | Non-Incentive | 3 - Installed | 2024-03-22 | 2024-03-28 | 2024-06-07 | 41958 | 8391.6 | HAVASU SOLAR | Lease
UNSEDG-11351 | 86404 | PV (Photovoltaic) | 11.76 | 21507 | Residential | Non-Incentive | 3 - Installed | 2024-03-22 | 2024-04-01 | 2024-06-21 | 31204.46 | 6240.89 | HAVASU SOLAR | Lease
UNSEDG-11352 | 85648 | PV (Photovoltaic) | 8.69 | 16043 | Residential | Non-Incentive | 3 - Installed | 2024-03-22 | 2024-04-01 | 2024-06-11 | 30968.77 | 2500 | VECTOR ENERGY LLC DBA FUSION POWER CO | Lease
UNSEDG-11353 | 86406 | PV (Photovoltaic) | 11.76 | 21754 | Residential | Non-Incentive | 3 - Installed | 2024-03-22 | 2024-04-01 | 2024-06-10 | 35086.05 | 7017.21 | HAVASU SOLAR | Lease
UNSEDG-11354 | 86406 | PV (Photovoltaic) | 9.66 | 18025 | Residential | Non-Incentive | 3 - Installed | 2024-03-22 | 2024-04-01 | 2024-06-06 | 29747.13 | 5949.43 | HAVASU SOLAR | Lease
UNSEDG-11355 | 86406 | PV (Photovoltaic) | 9.24 | 17754 | Residential | Non-Incentive | 3 - Installed | 2024-03-22 | 2024-04-01 | 2024-07-19 | 26796 | 5359.2 | HAVASU SOLAR | Lease
UNSEDG-11356 | 86406 | PV (Photovoltaic) | 14.77 | 21438 | Residential | Non-Incentive | 3 - Installed | 2024-03-22 | 2024-04-03 | 2024-06-21 | 25228 | 2500 | Freedom Forever | Purchase
UNSEDG-11357 | 85648 | PV (Photovoltaic) | 6.4 | 11092 | Residential | Non-Incentive | 3 - Installed | 2024-03-22 | 2024-04-16 | 2024-06-04 | 31320.87 | 3132.08 | Inty Power | Purchase
UNSEDG-11358 | 86409 | PV (Photovoltaic) | 6 | 11034 | Residential | Non-Incentive | 3 - Installed | 2024-03-22 | 2024-04-03 | 2024-06-25 | 34455.12 | 2000 | Our World Energy | Lease
UNSEDG-11360 | 86409 | PV (Photovoltaic) | 11.9 | 21496 | Residential | Non-Incentive | 3 - Installed | 2024-03-22 | 2024-04-03 | 2024-07-25 | 89126.88 | 2000 | Our World Energy | Lease
UNSEDG-11363 | 86403 | PV (Photovoltaic) | 10.08 | 17947 | Residential | Non-Incentive | 3 - Installed | 2024-03-25 | 2024-04-03 | 2024-07-15 | 32210 | 6442 | HAVASU SOLAR | Purchase
UNSEDG-11366 | 86404 | PV (Photovoltaic) | 15.4 | 29115 | Residential | Non-Incentive | 3 - Installed | 2024-03-25 | 2024-04-03 | 2024-05-28 | 41000 | 10000 | MOHAVE SOLAR | Purchase
UNSEDG-11367 | 86406 | PV (Photovoltaic) | 4.8 | 8546 | Residential | Non-Incentive | 3 - Installed | 2024-03-25 | 2024-04-03 | 2024-05-22 | 34785.24 | 2000 | Our World Energy | Lease
UNSEDG-11372 | 85648 | PV (Photovoltaic) | 13.12 | 23132 | Residential | Non-Incentive | 3 - Installed | 2024-03-26 | 2024-04-03 | 2024-08-07 | 45264 | 4526.4 | RDX POWER LLC | Lease
UNSEDG-11369 | 86401 | PV (Photovoltaic) | 8.4 | 13830 | Residential | Non-Incentive | 3 - Installed | 2024-03-25 | 2024-04-03 | 2024-06-14 | 50967 | 2000 | Our World Energy | Lease
UNSEDG-11399 | 86401 | PV (Photovoltaic) | 11.85 | 22849 | Residential | Non-Incentive | 3 - Installed | 2024-04-01 | 2024-04-02 | 2024-09-20 | 33000 | 3000 | Angle Solar | Purchase
UNSEDG-11376 | 86406 | PV (Photovoltaic) | 5.85 | 10159 | Residential | Non-Incentive | 3 - Installed | 2024-03-26 | 2024-04-03 | 2024-06-27 | 17557.5 | 3511.5 | ESMAY ELECTRIC, INC. | Purchase
UNSEDG-11377 | 86406 | PV (Photovoltaic) | 13.44 | 23685 | Residential | Non-Incentive | 3 - Installed | 2024-03-26 | 2024-04-08 | 2024-07-02 | 40221 | 8044.2 | HAVASU SOLAR | Purchase
UNSEDG-11378 | 86409 | PV (Photovoltaic) | 8.8 | 14631 | Residential | Non-Incentive | 3 - Installed | 2024-03-27 | 2024-04-03 | 2024-06-13 | 42970 | 2000 | Our World Energy | Purchase
UNSEDG-11380 | 86406 | PV (Photovoltaic) | 9.81 | 17955 | Residential | Non-Incentive | 3 - Installed | 2024-03-27 | 2024-04-03 | 2024-10-04 | 3000 | 500 | GARY TIGAR | Purchase
UNSEDG-11379 | 85648 | PV (Photovoltaic) | 8.88 | 16207 | Residential | Non-Incentive | 3 - Installed | 2024-03-27 | 2024-04-03 | 2024-07-16 | 29656.47 | 2500 | VECTOR ENERGY LLC DBA FUSION POWER CO | Lease
UNSEDG-11411 | 86426 | PV (Photovoltaic) | 8.925 | 14859 | Residential | Non-Incentive | 3 - Installed | 2024-04-02 | 2024-04-09 | 2024-09-11 | 63204.84 | 2000 | Our World Energy | Lease
UNSEDG-11383 | 86403 | PV (Photovoltaic) | 10.66 | 19324 | Residential | Non-Incentive | 3 - Installed | 2024-03-28 | 2024-05-08 | 2024-06-13 | 24950 | 3630 | NB Baker Electric AZ LLC dba Streamline Solar | Purchase
UNSEDG-11385 | 86404 | PV (Photovoltaic) | 19.14 | 34184 | Residential | Non-Incentive | 3 - Installed | 2024-03-28 | 2024-04-03 | 2024-05-15 | 55806 | 11161.2 | ESMAY ELECTRIC, INC. | Lease
UNSEDG-11387 | 86413 | PV (Photovoltaic) | 8.82 | 17554 | Residential | Non-Incentive | 3 - Installed | 2024-03-28 | 2024-07-11 | 2024-07-24 | 40074 | 8014.8 | HAVASU SOLAR | Purchase
UNSEDG-11390 | 86404 | PV (Photovoltaic) | 6.72 | 12656 | Residential | Non-Incentive | 3 - Installed | 2024-03-28 | 2024-04-04 | 2024-05-13 | 22779.15 | 4555.83 | HAVASU SOLAR | Lease
UNSEDG-11389 | 86409 | PV (Photovoltaic) | 4 | 6621 | Residential | Non-Incentive | 3 - Installed | 2024-03-28 | 2024-04-18 | 2024-05-24 | 28767 | 2000 | Our World Energy | Lease
UNSEDG-11391 | 86401 | PV (Photovoltaic) | 7.11 | 13710 | Residential | Non-Incentive | 3 - Installed | 2024-03-28 | 2024-04-16 | 2024-06-07 | 22000 | 2000 | Angle Solar | Purchase
UNSEDG-11393 | 86404 | PV (Photovoltaic) | 14.4 | 24502 | Residential | Non-Incentive | 3 - Installed | 2024-03-29 | 2024-04-09 | 2024-09-26 | 82515 | 2000 | Our World Energy | Lease
UNSEDG-11394 | 86409 | PV (Photovoltaic) | 13.02 | 24848 | Residential | Non-Incentive | 3 - Installed | 2024-03-29 | 2024-04-04 | 2024-09-13 | 35023 | 7004.6 | HAVASU SOLAR | Lease
UNSEDG-11395 | 86401 | PV (Photovoltaic) | 16.8 | 27067 | Residential | Non-Incentive | 3 - Installed | 2024-03-29 | 2024-04-03 | 2024-06-26 | 71367 | 14273.4 | HAVASU SOLAR | Purchase
UNSEDG-11398 | 86413 | PV (Photovoltaic) | 13.2 | 23907 | Residential | Non-Incentive | 3 - Installed | 2024-03-29 | 2024-04-26 | 2024-07-10 | 70680.95 | 2000 | Our World Energy | Purchase
UNSEDG-11412 | 86401 | PV (Photovoltaic) | 6 | 11374 | Residential | Non-Incentive | 3 - Installed | 2024-04-02 | 2024-04-09 | 2024-08-23 | 41103.72 | 2000 | Our World Energy | Lease
UNSEDG-11400 | 86404 | PV (Photovoltaic) | 15.12 | 25278 | Residential | Non-Incentive | 3 - Installed | 2024-04-01 | 2024-04-04 | 2024-06-24 | 37951.2 | 7590.24 | HAVASU SOLAR | Lease
UNSEDG-11402 | 86404 | PV (Photovoltaic) | 6.3 | 11774 | Residential | Non-Incentive | 3 - Installed | 2024-04-01 | 2024-04-09 | 2024-06-07 | 18314 | 3662.8 | HAVASU SOLAR | Purchase
UNSEDG-11403 | 86401 | PV (Photovoltaic) | 8.8 | 14597 | Residential | Non-Incentive | 3 - Installed | 2024-04-01 | 2024-04-03 | 2024-05-21 | 56740.92 | 2000 | Our World Energy | Lease
UNSEDG-11404 | 85648 | PV (Photovoltaic) | 2.96 | 5402 | Residential | Non-Incentive | 3 - Installed | 2024-04-01 | 2024-04-09 | 2024-07-16 | 9859.98 | 2500 | VECTOR ENERGY LLC DBA FUSION POWER CO | Lease
UNSEDG-11407 | 86406 | PV (Photovoltaic) | 10.2 | 16494 | Residential | Non-Incentive | 3 - Installed | 2024-04-01 | 2024-04-15 | 2024-09-12 | 33150 | 6630 | ESMAY ELECTRIC, INC. | Purchase
UNSEDG-11409 | 85648 | PV (Photovoltaic) | 5.92 | 10805 | Residential | Non-Incentive | 3 - Installed | 2024-04-01 | 2024-04-09 | 2024-07-10 | 44527.44 | 2500 | VECTOR ENERGY LLC DBA FUSION POWER CO | Lease
UNSEDG-11408 | 86406 | PV (Photovoltaic) | 7.521 | 12491 | Residential | Non-Incentive | 3 - Installed | 2024-04-01 | 2024-04-09 | 2024-04-25 | 23306.7 | 4661.34 | ESMAY ELECTRIC, INC. | Purchase
UNSEDG-11413 | 86406 | PV (Photovoltaic) | 10.08 | 18747 | Residential | Non-Incentive | 3 - Installed | 2024-04-02 | 2024-04-09 | 2024-06-03 | 29989 | 5997.8 | HAVASU SOLAR | Purchase
UNSEDG-11415 | 86409 | PV (Photovoltaic) | 13.6 | 25483 | Residential | Non-Incentive | 3 - Installed | 2024-04-02 | 2024-04-09 | 2024-07-29 | 59262 | 2000 | Our World Energy | Lease
UNSEDG-11418 | 86401 | PV (Photovoltaic) | 17.2 | 32308 | Residential | Non-Incentive | 3 - Installed | 2024-04-02 | 2024-04-09 | 2024-08-02 | 96534 | 2000 | Our World Energy | Lease
UNSEDG-11420 | 86406 | PV (Photovoltaic) | 13.02 | 24541 | Residential | Non-Incentive | 3 - Installed | 2024-04-02 | 2024-04-09 | 2024-05-22 | 39060 | 7812 | HAVASU SOLAR | Lease
UNSEDG-11421 | 86404 | PV (Photovoltaic) | 8.82 | 16467 | Residential | Non-Incentive | 3 - Installed | 2024-04-02 | 2024-04-03 | 2024-06-03 | 29400 | 5880 | HAVASU SOLAR | Lease
UNSEDG-11422 | 86406 | PV (Photovoltaic) | 9.02 | 17427 | Residential | Non-Incentive | 3 - Installed | 2024-04-03 | 2024-05-22 | 2024-08-13 | 20582 | 5382 | NB Baker Electric AZ LLC dba Streamline Solar | Purchase
UNSEDG-11424 | 86401 | PV (Photovoltaic) | 8.085 | 14495 | Residential | Non-Incentive | 3 - Installed | 2024-04-03 | 2024-04-16 | 2024-05-20 | 45006.64 | 2500 | Freedom Forever INC | Lease
UNSEDG-11425 | 86409 | PV (Photovoltaic) | 8 | 13261 | Residential | Non-Incentive | 3 - Installed | 2024-04-03 | 2024-04-09 | 2024-05-23 | 45729.12 | 2000 | Our World Energy | Lease
UNSEDG-11452 | 85648 | PV (Photovoltaic) | 14.985 | 26753 | Residential | Non-Incentive | 3 - Installed | 2024-04-09 | 2024-05-29 | 2024-09-18 | 48701.25 | 19032.36 | REVOLVE SOLUTIONS | Lease
UNSEDG-11430 | 86413 | PV (Photovoltaic) | 8 | 13497 | Residential | Non-Incentive | 3 - Installed | 2024-04-04 | 2024-04-09 | 2024-06-20 | 52469.16 | 2000 | Our World Energy | Lease
UNSEDG-11428 | 86413 | PV (Photovoltaic) | 8.4 | 16076 | Residential | Non-Incentive | 3 - Installed | 2024-04-04 | 2024-04-09 | 2024-06-06 | 53980.68 | 2000 | Our World Energy | Lease
UNSEDG-11432 | 86406 | PV (Photovoltaic) | 7.56 | 14083 | Residential | Non-Incentive | 3 - Installed | 2024-04-04 | 2024-04-09 | 2024-05-06 | 18900 | 3780 | HAVASU SOLAR | Purchase
UNSEDG-11431 | 86404 | PV (Photovoltaic) | 4 | 7359 | Residential | Non-Incentive | 3 - Installed | 2024-04-04 | 2024-04-09 | 2024-06-25 | 23631 | 2000 | Our World Energy | Lease
UNSEDG-11433 | 86413 | PV (Photovoltaic) | 10.2 | 19402 | Residential | Non-Incentive | 3 - Installed | 2024-04-04 | 2024-04-09 | 2024-05-22 | 61758 | 2000 | Our World Energy | Lease
UNSEDG-11435 | 85648 | PV (Photovoltaic) | 9.84 | 17633 | Residential | Non-Incentive | 3 - Installed | 2024-04-04 | 2024-05-17 | 2024-09-05 | 47680.05 | 0 | LGCY Installation Services, LLC | Purchase
UNSEDG-11437 | 85648 | PV (Photovoltaic) | 9.43 | 16865 | Residential | Non-Incentive | 3 - Installed | 2024-04-05 | 2024-05-21 | 2024-08-14 | 47584.59 | 0 | LGCY INSTALLATION SERVICES, LLC | Purchase
UNSEDG-11438 | 86401 | PV (Photovoltaic) | 4 | 6533 | Residential | Non-Incentive | 3 - Installed | 2024-04-05 | 2024-04-15 | 2024-07-02 | 21075 | 2000 | Our World Energy | Lease
UNSEDG-11439 | 86404 | PV (Photovoltaic) | 20.67 | 33326 | Residential | Non-Incentive | 3 - Installed | 2024-04-05 | 2024-04-15 | 2024-06-06 | 64276.5 | 12855.3 | ESMAY ELECTRIC, INC. | Purchase
UNSEDG-11440 | 86409 | PV (Photovoltaic) | 10.8 | 18075 | Residential | Non-Incentive | 3 - Installed | 2024-04-05 | 2024-05-06 | 2024-06-18 | 67464.96 | 5000 | On Point Solar Power | Lease
UNSEDG-11442 | 86409 | PV (Photovoltaic) | 4.8 | 8776 | Residential | Non-Incentive | 3 - Installed | 2024-04-05 | 2024-04-26 | 2024-06-21 | 30105 | 2000 | Our World Energy | Lease
UNSEDG-11444 | 86409 | PV (Photovoltaic) | 6 | 11555 | Residential | Non-Incentive | 3 - Installed | 2024-04-08 | 2024-04-15 | 2024-05-24 | 36957 | 2000 | Our World Energy | Lease
UNSEDG-11506 | 86404 | PV (Photovoltaic) | 11.89 | 22263 | Residential | Non-Incentive | 3 - Installed | 2024-04-17 | 2024-05-01 | 2024-05-22 | 31151.8 | 6230.36 | HAVASU SOLAR | Lease
UNSEDG-11446 | 86401 | PV (Photovoltaic) | 5.2 | 9824 | Residential | Non-Incentive | 3 - Installed | 2024-04-08 | 2024-04-15 | 2024-07-08 | 42069.6 | 2000 | Our World Energy | Lease
UNSEDG-11448 | 86409 | PV (Photovoltaic) | 5.2 | 8736 | Residential | Non-Incentive | 3 - Installed | 2024-04-09 | 2024-04-18 | 2024-06-14 | 21027 | 2000 | Our World Energy | Lease
UNSEDG-11598 | 86403 | PV (Photovoltaic) | 22.715 | 42945 | Residential | Non-Incentive | 3 - Installed | 2024-05-02 | 2024-05-17 | 2024-06-13 | 59000 | 10000 | MOHAVE SOLAR | Purchase
UNSEDG-11450 | 86406 | PV (Photovoltaic) | 14.8 | 26227 | Residential | Non-Incentive | 3 - Installed | 2024-04-09 | 2024-04-15 | 2024-06-24 | 90237.96 | 2000 | Our World Energy | Lease
UNSEDG-11459 | 86409 | PV (Photovoltaic) | 4 | 7405 | Residential | Non-Incentive | 3 - Installed | 2024-04-10 | 2024-04-24 | 2024-08-23 | 26649 | 2000 | Our World Energy | Lease
UNSEDG-11460 | 86404 | PV (Photovoltaic) | 7.6 | 13502 | Residential | Non-Incentive | 3 - Installed | 2024-04-10 | 2024-04-15 | 2024-06-07 | 50051.86 | 2000 | Our World Energy | Lease
UNSEDG-11461 | 86403 | PV (Photovoltaic) | 10.8 | 18940 | Residential | Non-Incentive | 3 - Installed | 2024-04-10 | 2024-04-24 | 2024-08-16 | 72936.96 | 2000 | Our World Energy | Lease
UNSEDG-11462 | 86409 | PV (Photovoltaic) | 10.2 | 17184 | Residential | Non-Incentive | 3 - Installed | 2024-04-10 | 2024-04-24 | 2024-06-21 | 77961.36 | 2000 | Our World Energy | Lease
UNSEDG-11463 | 86409 | PV (Photovoltaic) | 5.39 | 10177 | Residential | Non-Incentive | 3 - Installed | 2024-04-10 | 2024-04-24 | 2024-06-07 | 32815 | 2500 | Freedom Forever INC | Lease
UNSEDG-11465 | 86403 | PV (Photovoltaic) | 15.2 | 25014 | Residential | Non-Incentive | 3 - Installed | 2024-04-11 | 2024-04-24 | 2024-07-02 | 92717.4 | 2000 | Our World Energy | Lease
UNSEDG-11467 | 86409 | PV (Photovoltaic) | 13.6 | 23983 | Residential | Non-Incentive | 3 - Installed | 2024-04-11 | 2024-04-24 | 2024-06-13 | 65801.5 | 2000 | Our World Energy | Purchase
UNSEDG-11471 | 86404 | PV (Photovoltaic) | 17 | 23951 | Residential | Non-Incentive | 3 - Installed | 2024-04-12 | 2024-04-25 | 2024-05-21 | 38500 | 6158 | NB Baker Electric AZ LLC dba Streamline Solar | Purchase
UNSEDG-11469 | 85648 | PV (Photovoltaic) | 11.475 | 19868 | Residential | Non-Incentive | 3 - Installed | 2024-04-12 | 2024-04-30 | 2024-07-01 | 25020 | 2000 | Our World Energy | Purchase
UNSEDG-11470 | 86409 | PV (Photovoltaic) | 6.93 | 13534 | Residential | Non-Incentive | 3 - Installed | 2024-04-12 | 2024-04-25 | 2024-06-07 | 55488.76 | 2500 | Freedom Forever INC | Lease
UNSEDG-11495 | 86409 | PV (Photovoltaic) | 7.29 | 12618 | Residential | Non-Incentive | 3 - Installed | 2024-04-16 | 2024-05-01 | 2024-09-23 | 27884.25 | 2788.43 | RDX POWER LLC | Lease
UNSEDG-11475 | 86406 | PV (Photovoltaic) | 14.875 | 25193 | Residential | Non-Incentive | 3 - Installed | 2024-04-15 | 2024-04-29 | 2024-06-13 | 106587.48 | 2000 | Our World Energy | Lease
UNSEDG-11477 | 85648 | PV (Photovoltaic) | 14.22 | 26252 | Residential | Non-Incentive | 3 - Installed | 2024-04-15 | 2024-04-29 | 2024-08-26 | 43687.6 | 2500 | VECTOR ENERGY LLC DBA FUSION POWER CO | Lease
UNSEDG-11481 | 86401 | PV (Photovoltaic) | 4.25 | 7284 | Residential | Non-Incentive | 3 - Installed | 2024-04-15 | 2024-04-29 | 2024-06-03 | 28940.28 | 2000 | Our World Energy | Lease
UNSEDG-11484 | 86406 | PV (Photovoltaic) | 17.64 | 33003 | Residential | Non-Incentive | 3 - Installed | 2024-04-16 | 2024-04-29 | 2024-05-23 | 46110 | 9222 | HAVASU SOLAR | Purchase
UNSEDG-11485 | 86401 | PV (Photovoltaic) | 8.5 | 15421 | Residential | Non-Incentive | 3 - Installed | 2024-04-16 | 2024-04-29 | 2024-07-08 | 51502.2 | 2000 | Our World Energy | Lease
UNSEDG-11488 | 86404 | PV (Photovoltaic) | 8.4 | 15476 | Residential | Non-Incentive | 3 - Installed | 2024-04-16 | 2024-04-29 | 2024-06-07 | 18450 | 3690 | HAVASU SOLAR | Purchase
UNSEDG-11487 | 86413 | PV (Photovoltaic) | 7.225 | 13542 | Residential | Non-Incentive | 3 - Installed | 2024-04-16 | 2024-04-29 | 2024-06-26 | 49443.84 | 2000 | Our World Energy | Lease
UNSEDG-11490 | 86426 | PV (Photovoltaic) | 7.14 | 13759 | Residential | Non-Incentive | 3 - Installed | 2024-04-16 | 2024-04-30 | 2024-07-10 | 20753.4 | 4150.68 | HAVASU SOLAR | Purchase
UNSEDG-11489 | 86409 | PV (Photovoltaic) | 4.25 | 7308 | Residential | Non-Incentive | 3 - Installed | 2024-04-16 | 2024-04-29 | 2024-06-13 | 28694.52 | 2000 | Our World Energy | Lease
UNSEDG-11491 | 86413 | PV (Photovoltaic) | 18.275 | 31234 | Residential | Non-Incentive | 3 - Installed | 2024-04-16 | 2024-04-30 | 2024-06-26 | 116137.56 | 2000 | Our World Energy | Lease
UNSEDG-11492 | 86401 | PV (Photovoltaic) | 8.4 | 16621 | Residential | Non-Incentive | 3 - Installed | 2024-04-16 | 2024-04-30 | 2024-06-14 | 24780 | 4956 | HAVASU SOLAR | Purchase
UNSEDG-11494 | 86409 | PV (Photovoltaic) | 13.44 | 24269 | Residential | Non-Incentive | 3 - Installed | 2024-04-16 | 2024-05-01 | 2024-06-24 | 49068.93 | 9813.79 | HAVASU SOLAR | Purchase
UNSEDG-11497 | 86403 | PV (Photovoltaic) | 10.2 | 18448 | Residential | Non-Incentive | 3 - Installed | 2024-04-16 | 2024-05-21 | 2024-08-09 | 25470 | 5070 | NB Baker Electric AZ LLC dba Streamline Solar | Purchase
UNSEDG-11498 | 86404 | PV (Photovoltaic) | 11.05 | 18488 | Residential | Non-Incentive | 3 - Installed | 2024-04-16 | 2024-05-01 | 2024-07-25 | 27364 | 5264 | NB Baker Electric AZ LLC dba Streamline Solar | Purchase
UNSEDG-11499 | 86406 | PV (Photovoltaic) | 15.6 | 24959 | Residential | Non-Incentive | 3 - Installed | 2024-04-16 | 2024-05-17 | 2024-08-09 | 74668.71 | 2000 | Our World Energy | Purchase
UNSEDG-11500 | 86406 | PV (Photovoltaic) | 19.32 | 33478 | Residential | Non-Incentive | 3 - Installed | 2024-04-16 | 2024-05-01 | 2024-06-21 | 47092.26 | 9418.45 | HAVASU SOLAR | Lease
UNSEDG-11501 | 86406 | PV (Photovoltaic) | 32.8 | 56994 | Residential | Non-Incentive | 3 - Installed | 2024-04-16 | 2024-05-01 | 2024-07-25 | 82000 | 16400 | ESMAY ELECTRIC, INC. | Purchase
UNSEDG-11530 | 86406 | PV (Photovoltaic) | 21.6 | 36431 | Residential | Non-Incentive | 3 - Installed | 2024-04-22 | 2024-05-06 | 2024-07-24 | 54000 | 10800 | ESMAY ELECTRIC, INC. | Purchase
UNSEDG-11503 | 86401 | PV (Photovoltaic) | 14.45 | 26766 | Residential | Non-Incentive | 3 - Installed | 2024-04-17 | 2024-05-08 | 2024-06-13 | 84381 | 2000 | Our World Energy | Lease
UNSEDG-11504 | 86413 | PV (Photovoltaic) | 8.925 | 15241 | Residential | Non-Incentive | 3 - Installed | 2024-04-17 | 2024-05-01 | 2024-07-24 | 63750.84 | 2000 | Our World Energy | Lease
UNSEDG-11528 | 86401 | PV (Photovoltaic) | 6.93 | 12880 | Residential | Non-Incentive | 3 - Installed | 2024-04-22 | 2024-05-07 | 2024-06-25 | 37474.48 | 2500 | Freedom Forever INC | Lease
UNSEDG-11512 | 86401 | PV (Photovoltaic) | 10.01 | 17864 | Residential | Non-Incentive | 3 - Installed | 2024-04-18 | 2024-05-16 | 2024-07-19 | 75002.2 | 2500 | Freedom Forever | Lease
UNSEDG-11509 | 86404 | PV (Photovoltaic) | 9.775 | 15970 | Residential | Non-Incentive | 3 - Installed | 2024-04-17 | 2024-05-17 | 2024-09-03 | 29291.25 | 5858.25 | ESMAY ELECTRIC, INC. | Purchase
UNSEDG-11510 | 86413 | PV (Photovoltaic) | 7.65 | 13172 | Residential | Non-Incentive | 3 - Installed | 2024-04-18 | 2024-05-01 | 2024-07-17 | 50202 | 2000 | Our World Energy | Lease
UNSEDG-11514 | 86401 | PV (Photovoltaic) | 5.1 | 9770 | Residential | Non-Incentive | 3 - Installed | 2024-04-18 | 2024-05-01 | 2024-06-07 | 31536 | 2000 | Our World Energy | Lease
UNSEDG-11516 | 85648 | PV (Photovoltaic) | 9.43 | 16826 | Residential | Non-Incentive | 3 - Installed | 2024-04-18 | 2024-06-04 | 2024-09-23 | 46324.22 | 0 | LGCY INSTALLATION SERVICES, LLC | Purchase
UNSEDG-11515 | 86413 | PV (Photovoltaic) | 5.95 | 10077 | Residential | Non-Incentive | 3 - Installed | 2024-04-18 | 2024-06-03 | 2024-07-10 | 45692.88 | 2000 | Our World Energy | Lease
UNSEDG-11603 | 86403 | PV (Photovoltaic) | 13.407 | 24105 | Residential | Non-Incentive | 3 - Installed | 2024-05-03 | 2024-05-09 | 2024-08-08 | 48180.3 | 9636.06 | ESMAY ELECTRIC, INC. | Purchase
UNSEDG-11517 | 86401 | PV (Photovoltaic) | 8.5 | 16752 | Residential | Non-Incentive | 3 - Installed | 2024-04-18 | 2024-05-01 | 2024-07-16 | 45735 | 2000 | Our World Energy | Lease
UNSEDG-11518 | 86403 | PV (Photovoltaic) | 9.66 | 18835 | Residential | Non-Incentive | 3 - Installed | 2024-04-18 | 2024-05-06 | 2024-07-24 | 27627.6 | 5525.52 | HAVASU SOLAR | Lease
UNSEDG-11520 | 85648 | PV (Photovoltaic) | 6.93 | 11857 | Residential | Non-Incentive | 3 - Installed | 2024-04-19 | 2024-05-02 | 2024-07-03 | 48877.84 | 2500 | Freedom Forever INC | Lease
UNSEDG-11524 | 86401 | PV (Photovoltaic) | 6.8 | 12484 | Residential | Non-Incentive | 3 - Installed | 2024-04-19 | 2024-05-06 | 2024-05-23 | 41919.36 | 2000 | Our World Energy | Lease
UNSEDG-11525 | 86401 | PV (Photovoltaic) | 10.8 | 18306 | Residential | Non-Incentive | 3 - Installed | 2024-04-19 | 2024-05-17 | 2024-06-10 | 64035 | 5000 | On Point Solar Power | Lease
UNSEDG-11529 | 86406 | PV (Photovoltaic) | 9.2 | 16483 | Residential | Non-Incentive | 3 - Installed | 2024-04-22 | 2024-05-06 | 2024-07-23 | 67150.2 | 2000 | Our World Energy | Lease
UNSEDG-11532 | 85648 | PV (Photovoltaic) | 11.745 | 19058 | Residential | Non-Incentive | 3 - Installed | 2024-04-22 | 2024-05-07 | 2024-08-23 | 46495.82 | 32547.07 | Tesla Energy Operations, Inc. | Purchase
UNSEDG-11536 | 86413 | PV (Photovoltaic) | 11.475 | 19511 | Residential | Non-Incentive | 3 - Installed | 2024-04-22 | 2024-05-06 | 2024-07-03 | 71491.68 | 2000 | Our World Energy | Lease
UNSEDG-11539 | 86413 | PV (Photovoltaic) | 10.2 | 17396 | Residential | Non-Incentive | 3 - Installed | 2024-04-22 | 2024-05-07 | 2024-06-26 | 73775.76 | 2000 | Our World Energy | Lease
UNSEDG-11541 | 86406 | PV (Photovoltaic) | 12.6 | 23332 | Residential | Non-Incentive | 3 - Installed | 2024-04-23 | 2024-05-07 | 2024-06-24 | 32634 | 6526.8 | HAVASU SOLAR | Lease
UNSEDG-11547 | 86409 | PV (Photovoltaic) | 4.92 | 8614 | Residential | Non-Incentive | 3 - Installed | 2024-04-24 | 2024-05-07 | 2024-09-10 | 43712.64 | 39341.38 | RDX POWER LLC | Lease
UNSEDG-11545 | 86406 | PV (Photovoltaic) | 7.98 | 13959 | Residential | Non-Incentive | 3 - Installed | 2024-04-23 | 2024-05-07 | 2024-06-03 | 19950 | 3990 | HAVASU SOLAR | Purchase
UNSEDG-11544 | 86413 | PV (Photovoltaic) | 11.475 | 19500 | Residential | Non-Incentive | 3 - Installed | 2024-04-23 | 2024-05-07 | 2024-07-03 | 67317 | 2000 | Our World Energy | Lease
UNSEDG-11546 | 86404 | PV (Photovoltaic) | 8.4 | 16177 | Residential | Non-Incentive | 3 - Installed | 2024-04-23 | 2024-05-07 | 2024-06-03 | 23334 | 4666.8 | HAVASU SOLAR | Purchase
UNSEDG-11548 | 86406 | PV (Photovoltaic) | 9.66 | 17023 | Residential | Non-Incentive | 3 - Installed | 2024-04-24 | 2024-05-07 | 2024-08-26 | 59708.61 | 11941.72 | HAVASU SOLAR | Purchase
UNSEDG-11550 | 86404 | PV (Photovoltaic) | 15.12 | 28600 | Residential | Non-Incentive | 3 - Installed | 2024-04-24 | 2024-05-08 | 2024-07-01 | 39642 | 7928.4 | HAVASU SOLAR | Purchase
UNSEDG-11551 | 86406 | PV (Photovoltaic) | 8.4 | 15950 | Residential | Non-Incentive | 3 - Installed | 2024-04-24 | 2024-05-08 | 2024-07-03 | 23900 | 4780 | HAVASU SOLAR | Purchase
UNSEDG-11552 | 86406 | PV (Photovoltaic) | 9.24 | 16814 | Residential | Non-Incentive | 3 - Installed | 2024-04-24 | 2024-05-08 | 2024-07-11 | 23436 | 4687.2 | HAVASU SOLAR | Purchase
UNSEDG-11554 | 85648 | PV (Photovoltaic) | 10.665 | 19658 | Residential | Non-Incentive | 3 - Installed | 2024-04-24 | 2024-05-08 | 2024-08-05 | 35707.67 | 2500 | VECTOR ENERGY LLC DBA FUSION POWER CO | Lease
UNSEDG-11557 | 86404 | PV (Photovoltaic) | 10.875 | 19301 | Residential | Non-Incentive | 3 - Installed | 2024-04-25 | 2024-05-17 | 2024-07-10 | 32925 | 6585 | ESMAY ELECTRIC, INC. | Lease
UNSEDG-11559 | 85648 | PV (Photovoltaic) | 8.2 | 12924 | Residential | Non-Incentive | 3 - Installed | 2024-04-25 | 2024-06-04 | 2024-08-27 | 40431.5 | 2000 | LGCY INSTALLATION SERVICES, LLC | Purchase
UNSEDG-11562 | 86406 | PV (Photovoltaic) | 12.6 | 23508 | Residential | Non-Incentive | 3 - Installed | 2024-04-25 | 2024-05-17 | 2024-07-12 | 37723 | 7544.6 | HAVASU SOLAR | Purchase
UNSEDG-11597 | 86413 | PV (Photovoltaic) | 12 | 22975 | Residential | Non-Incentive | 3 - Installed | 2024-05-02 | 2024-06-04 | 2024-07-08 | 77382.84 | 5000 | ON POINT SOLAR POWER | Lease
UNSEDG-11563 | 86406 | PV (Photovoltaic) | 4.62 | 8857 | Residential | Non-Incentive | 3 - Installed | 2024-04-26 | 2024-05-17 | 2024-06-24 | 11915.36 | 2383.07 | HAVASU SOLAR | Lease
UNSEDG-11566 | 86409 | PV (Photovoltaic) | 4.345 | 8378 | Residential | Non-Incentive | 3 - Installed | 2024-04-26 | 2024-05-17 | 2024-05-22 | 16000 | 2000 | Angle Solar | Purchase
UNSEDG-11565 | 86409 | PV (Photovoltaic) | 5.135 | 9901 | Residential | Non-Incentive | 3 - Installed | 2024-04-26 | 2024-05-17 | 2024-06-07 | 17000 | 2000 | Angle Solar | Purchase
UNSEDG-11567 | 86409 | PV (Photovoltaic) | 9.125 | 15027 | Residential | Non-Incentive | 3 - Installed | 2024-04-26 | 2024-05-17 | 2024-06-11 | 58422.48 | 5000 | On Point Solar Power | Lease
UNSEDG-11568 | 86413 | PV (Photovoltaic) | 7.665 | 12943 | Residential | Non-Incentive | 3 - Installed | 2024-04-28 | 2024-07-16 | 2024-10-04 | 98062.44 | 5000 | On Point Solar Power | Lease
UNSEDG-11569 | 86406 | PV (Photovoltaic) | 11.475 | 20162 | Residential | Non-Incentive | 3 - Installed | 2024-04-29 | 2024-05-17 | 2024-07-08 | 25998.91 | 2000 | Our World Energy | Purchase
UNSEDG-11570 | 86413 | PV (Photovoltaic) | 9.775 | 17717 | Residential | Non-Incentive | 3 - Installed | 2024-04-29 | 2024-05-17 | 2024-07-03 | 63600 | 2000 | Our World Energy | Lease
UNSEDG-11573 | 86404 | PV (Photovoltaic) | 13.6 | 25008 | Residential | Non-Incentive | 3 - Installed | 2024-04-29 | 2024-05-17 | 2024-09-03 | 32320 | 9520 | NB Baker Electric AZ LLC dba Streamline Solar | Purchase
UNSEDG-11575 | 86406 | PV (Photovoltaic) | 15.96 | 28966 | Residential | Non-Incentive | 3 - Installed | 2024-04-30 | 2024-05-29 | 2024-10-02 | 43730.4 | 8746.08 | HAVASU SOLAR | Lease
UNSEDG-11576 | 86406 | PV (Photovoltaic) | 8.4 | 16193 | Residential | Non-Incentive | 3 - Installed | 2024-04-30 | 2024-05-17 | 2024-06-11 | 21840 | 4368 | HAVASU SOLAR | Lease
UNSEDG-11577 | 86406 | PV (Photovoltaic) | 12.6 | 23898 | Residential | Non-Incentive | 3 - Installed | 2024-04-30 | 2024-05-17 | 2024-06-21 | 33743.6 | 6748.72 | HAVASU SOLAR | Lease
UNSEDG-11578 | 86401 | PV (Photovoltaic) | 8.8 | 15878 | Residential | Non-Incentive | 3 - Installed | 2024-04-30 | 2024-05-17 | 2024-06-21 | 58497 | 2000 | Our World Energy | Lease
UNSEDG-11579 | 86406 | PV (Photovoltaic) | 5.04 | 9344 | Residential | Non-Incentive | 3 - Installed | 2024-04-30 | 2024-05-17 | 2024-07-11 | 16593.64 | 3318.73 | HAVASU SOLAR | Lease
UNSEDG-11608 | 86401 | PV (Photovoltaic) | 10.78 | 16840 | Residential | Non-Incentive | 3 - Installed | 2024-05-06 | 2024-05-22 | 2024-06-25 | 49568.68 | 2500 | Freedom Forever | Lease
UNSEDG-11586 | 86409 | PV (Photovoltaic) | 4.345 | 8378 | Residential | Non-Incentive | 3 - Installed | 2024-05-01 | 2024-05-09 | 2024-06-24 | 16000 | 2000 | Angle Solar | Purchase
UNSEDG-11587 | 86409 | PV (Photovoltaic) | 4.345 | 8378 | Residential | Non-Incentive | 3 - Installed | 2024-05-01 | 2024-05-09 | 2024-06-12 | 16000 | 2000 | Angle Solar | Purchase
UNSEDG-11581 | 86403 | PV (Photovoltaic) | 18.06 | 30895 | Residential | Non-Incentive | 3 - Installed | 2024-05-01 | 2024-05-17 | 2024-07-19 | 48875.85 | 9775.17 | HAVASU SOLAR | Lease
UNSEDG-11583 | 86401 | PV (Photovoltaic) | 9.6 | 15661 | Residential | Non-Incentive | 3 - Installed | 2024-05-01 | 2024-05-17 | 2024-07-02 | 47222.65 | 2000 | Our World Energy | Purchase
UNSEDG-11588 | 86409 | PV (Photovoltaic) | 12 | 19759 | Residential | Non-Incentive | 3 - Installed | 2024-05-01 | 2024-05-17 | 2024-07-01 | 87969.72 | 2000 | Our World Energy | Lease
UNSEDG-11590 | 86406 | PV (Photovoltaic) | 13.44 | 22612 | Residential | Non-Incentive | 3 - Installed | 2024-05-01 | 2024-05-16 | 2024-07-10 | 38440.95 | 7688.19 | HAVASU SOLAR | Lease
UNSEDG-11592 | 86406 | PV (Photovoltaic) | 17.22 | 28789 | Residential | Non-Incentive | 3 - Installed | 2024-05-01 | 2024-05-17 | 2024-06-25 | 46497.67 | 9299.53 | HAVASU SOLAR | Lease
UNSEDG-11595 | 86413 | PV (Photovoltaic) | 10.625 | 17777 | Residential | Non-Incentive | 3 - Installed | 2024-05-02 | 2024-05-17 | 2024-08-14 | 77200.68 | 2000 | Our World Energy | Lease
UNSEDG-11596 | 86413 | PV (Photovoltaic) | 10.625 | 17745 | Residential | Non-Incentive | 3 - Installed | 2024-05-02 | 2024-05-17 | 2024-08-21 | 63039.84 | 2000 | Our World Energy | Lease
UNSEDG-11599 | 85648 | PV (Photovoltaic) | 6.8 | 13315 | Residential | Non-Incentive | 3 - Installed | 2024-05-02 | 2024-05-22 | 2024-07-19 | 42907 | 2145 | SOLAR PROS ELECTRIC LLC | Purchase
UNSEDG-11613 | 86404 | PV (Photovoltaic) | 24.255 | 45856 | Residential | Non-Incentive | 3 - Installed | 2024-05-07 | 2024-05-17 | 2024-06-10 | 63000 | 10000 | MOHAVE SOLAR | Purchase
UNSEDG-11611 | 86406 | PV (Photovoltaic) | 19.25 | 36394 | Residential | Non-Incentive | 3 - Installed | 2024-05-07 | 2024-06-03 | 2024-07-10 | 48000 | 10000 | MOHAVE SOLAR | Purchase
UNSEDG-11609 | 86406 | PV (Photovoltaic) | 12.705 | 24020 | Residential | Non-Incentive | 3 - Installed | 2024-05-07 | 2024-06-26 | 2024-08-02 | 33000 | 10000 | MOHAVE SOLAR | Purchase
UNSEDG-11604 | 86401 | PV (Photovoltaic) | 3.36 | 6748 | Residential | Non-Incentive | 3 - Installed | 2024-05-03 | 2024-05-17 | 2024-08-02 | 9900 | 1980 | HAVASU SOLAR | Lease
UNSEDG-11607 | 86401 | PV (Photovoltaic) | 6.8 | 11113 | Residential | Non-Incentive | 3 - Installed | 2024-05-06 | 2024-05-17 | 2024-07-01 | 42489.84 | 2000 | Our World Energy | Lease
UNSEDG-11720 | 86403 | PV (Photovoltaic) | 7.7 | 14558 | Residential | Non-Incentive | 3 - Installed | 2024-05-23 | 2024-06-04 | 2024-07-08 | 22253 | 10000 | MOHAVE SOLAR | Purchase
UNSEDG-11719 | 86406 | PV (Photovoltaic) | 11.55 | 21836 | Residential | Non-Incentive | 3 - Installed | 2024-05-23 | 2024-06-03 | 2024-07-05 | 38500 | 10000 | MOHAVE SOLAR | Purchase
UNSEDG-11717 | 86406 | PV (Photovoltaic) | 19.25 | 36394 | Residential | Non-Incentive | 3 - Installed | 2024-05-23 | 2024-06-03 | 2024-08-27 | 57000 | 10000 | MOHAVE SOLAR | Purchase
UNSEDG-11718 | 86406 | PV (Photovoltaic) | 18.095 | 34210 | Residential | Non-Incentive | 3 - Installed | 2024-05-23 | 2024-06-04 | 2024-07-19 | 50000 | 10000 | MOHAVE SOLAR | Purchase
UNSEDG-11615 | 86406 | PV (Photovoltaic) | 17.64 | 28066 | Residential | Non-Incentive | 3 - Installed | 2024-05-07 | 2024-05-17 | 2024-07-01 | 45773.57 | 9154.71 | HAVASU SOLAR | Lease
UNSEDG-11635 | 86406 | PV (Photovoltaic) | 15.66 | 27052 | Residential | Non-Incentive | 3 - Installed | 2024-05-09 | 2024-05-17 | 2024-09-26 | 49980 | 9996 | ESMAY ELECTRIC, INC. | Lease
UNSEDG-11617 | 85648 | PV (Photovoltaic) | 10.66 | 18129 | Residential | Non-Incentive | 3 - Installed | 2024-05-07 | 2024-05-29 | 2024-08-27 | 49320.41 | 2000 | LGCY INSTALLATION SERVICES, LLC | Purchase
UNSEDG-11618 | 85648 | PV (Photovoltaic) | 3.28 | 5768 | Residential | Non-Incentive | 3 - Installed | 2024-05-07 | 2024-05-29 | 2024-09-06 | 9905.6 | 2000 | LGCY INSTALLATION SERVICES, LLC | Lease
UNSEDG-11716 | 86409 | PV (Photovoltaic) | 5.775 | 11192 | Residential | Non-Incentive | 3 - Installed | 2024-05-23 | 2024-06-04 | 2024-07-25 | 24000 | 10000 | MOHAVE SOLAR | Purchase
UNSEDG-11620 | 86406 | PV (Photovoltaic) | 9.24 | 15716 | Residential | Non-Incentive | 3 - Installed | 2024-05-07 | 2024-05-21 | 2024-06-24 | 25451.92 | 5090.38 | HAVASU SOLAR | Lease
UNSEDG-11621 | 86406 | PV (Photovoltaic) | 15.96 | 29035 | Residential | Non-Incentive | 3 - Installed | 2024-05-07 | 2024-05-17 | 2024-07-01 | 44430.56 | 8886.11 | HAVASU SOLAR | Lease
UNSEDG-11623 | 86406 | PV (Photovoltaic) | 8.4 | 15252 | Residential | Non-Incentive | 3 - Installed | 2024-05-07 | 2024-05-17 | 2024-06-24 | 24713.91 | 4942.78 | HAVASU SOLAR | Lease
UNSEDG-11624 | 86404 | PV (Photovoltaic) | 11.76 | 21500 | Residential | Non-Incentive | 3 - Installed | 2024-05-07 | 2024-05-17 | 2024-07-08 | 34457.23 | 6891.45 | HAVASU SOLAR | Lease
UNSEDG-11626 | 86413 | PV (Photovoltaic) | 9.085 | 15610 | Residential | Non-Incentive | 3 - Installed | 2024-05-08 | 2024-06-11 | 2024-09-11 | 16380 | 5065.06 | NB Baker Electric AZ LLC dba Streamline Solar | Lease
UNSEDG-11628 | 86406 | PV (Photovoltaic) | 15.2 | 24094 | Residential | Non-Incentive | 3 - Installed | 2024-05-08 | 2024-05-17 | 2024-07-03 | 76463.88 | 2000 | Our World Energy | Lease
UNSEDG-11629 | 86406 | PV (Photovoltaic) | 5.88 | 10655 | Residential | Non-Incentive | 3 - Installed | 2024-05-08 | 2024-05-17 | 2024-07-01 | 19793.08 | 3958.61 | HAVASU SOLAR | Lease
UNSEDG-11630 | 86401 | PV (Photovoltaic) | 13.02 | 21923 | Residential | Non-Incentive | 3 - Installed | 2024-05-08 | 2024-05-17 | 2024-06-21 | 43553.48 | 8710.7 | HAVASU SOLAR | Purchase
UNSEDG-11631 | 86403 | PV (Photovoltaic) | 8.82 | 16827 | Residential | Non-Incentive | 3 - Installed | 2024-05-08 | 2024-05-17 | 2024-10-03 | 24476.5 | 4895.3 | HAVASU SOLAR | Lease
UNSEDG-11632 | 86406 | PV (Photovoltaic) | 6.3 | 11211 | Residential | Non-Incentive | 3 - Installed | 2024-05-08 | 2024-05-17 | 2024-06-25 | 19530 | 3906 | HAVASU SOLAR | Lease
UNSEDG-11634 | 86401 | PV (Photovoltaic) | 6 | 9648 | Residential | Non-Incentive | 3 - Installed | 2024-05-09 | 2024-05-21 | 2024-06-26 | 37218.36 | 2000 | Our World Energy | Lease
UNSEDG-11636 | 86404 | PV (Photovoltaic) | 6.3 | 10819 | Residential | Non-Incentive | 3 - Installed | 2024-05-09 | 2024-05-22 | 2024-07-01 | 16128 | 3225.6 | HAVASU SOLAR | Purchase
UNSEDG-11637 | 86406 | PV (Photovoltaic) | 13.44 | 25934 | Residential | Non-Incentive | 3 - Installed | 2024-05-09 | 2024-05-22 | 2024-09-06 | 37146.95 | 7429.39 | HAVASU SOLAR | Lease
UNSEDG-11638 | 86409 | PV (Photovoltaic) | 15.3 | 26070 | Residential | Non-Incentive | 3 - Installed | 2024-05-09 | 2024-05-30 | 2024-07-22 | 88136.04 | 2000 | Our World Energy | Lease
UNSEDG-11654 | 86406 | PV (Photovoltaic) | 7.38 | 11910 | Residential | Non-Incentive | 3 - Installed | 2024-05-14 | 2024-05-30 | 2024-07-25 | 25009 | 5001.8 | ESMAY ELECTRIC, INC. | Purchase
UNSEDG-11639 | 86403 | PV (Photovoltaic) | 11.745 | 22094 | Residential | Non-Incentive | 3 - Installed | 2024-05-09 | 2024-05-22 | 2024-10-03 | 38822 | 7764.4 | ESMAY ELECTRIC, INC. | Lease
UNSEDG-11644 | 86404 | PV (Photovoltaic) | 34.8 | 59005 | Non-Residential | Non-Incentive | 3 - Installed | 2024-05-10 | 2024-07-10 | 2024-08-09 | 61081 | 12216.2 | HAVASU SOLAR | Purchase
UNSEDG-11650 | 85648 | PV (Photovoltaic) | 11.89 | 21823 | Residential | Non-Incentive | 3 - Installed | 2024-05-13 | 2024-05-30 | 2024-09-03 | 49224.34 | 10334 | LGCY Installation Services LLC | Purchase
UNSEDG-11651 | 86409 | PV (Photovoltaic) | 8.8 | 14197 | Residential | Non-Incentive | 3 - Installed | 2024-05-14 | 2024-05-30 | 2024-06-21 | 51603 | 2000 | Our World Energy | Lease
UNSEDG-11652 | 86401 | PV (Photovoltaic) | 8 | 13655 | Residential | Non-Incentive | 3 - Installed | 2024-05-14 | 2024-05-30 | 2024-07-26 | 37092.58 | 2000 | Our World Energy | Purchase
UNSEDG-11656 | 86409 | PV (Photovoltaic) | 8.925 | 16885 | Residential | Non-Incentive | 3 - Installed | 2024-05-14 | 2024-05-21 | 2024-07-16 | 38787 | 2000 | Our World Energy | Purchase
UNSEDG-11659 | 86401 | PV (Photovoltaic) | 4.8 | 7981 | Residential | Non-Incentive | 3 - Installed | 2024-05-15 | 2024-05-30 | 2024-08-27 | 32711.04 | 2000 | Our World Energy | Lease
UNSEDG-11721 | 85648 | PV (Photovoltaic) | 4.92 | 9148 | Residential | Non-Incentive | 3 - Installed | 2024-05-23 | 2024-06-11 | 2024-08-06 | 19527.83 | 1775.25 | RDX POWER, LLC | Purchase
UNSEDG-11660 | 86401 | PV (Photovoltaic) | 6.3 | 12246 | Residential | Non-Incentive | 3 - Installed | 2024-05-15 | 2024-05-30 | 2024-07-26 | 15750 | 3150 | HAVASU SOLAR | Lease
UNSEDG-11661 | 86406 | PV (Photovoltaic) | 7.98 | 15288 | Residential | Non-Incentive | 3 - Installed | 2024-05-15 | 2024-05-31 | 2024-07-15 | 23142 | 4628.4 | HAVASU SOLAR | Lease
UNSEDG-11666 | 86403 | PV (Photovoltaic) | 6.72 | 12785 | Residential | Non-Incentive | 3 - Installed | 2024-05-15 | 2024-05-31 | 2024-07-23 | 17472 | 3494.4 | HAVASU SOLAR | Lease
UNSEDG-11667 | 86404 | PV (Photovoltaic) | 7.56 | 14022 | Residential | Non-Incentive | 3 - Installed | 2024-05-15 | 2024-05-31 | 2024-07-19 | 20412 | 4082.4 | HAVASU SOLAR | Lease
UNSEDG-11675 | 86409 | PV (Photovoltaic) | 5.135 | 9901 | Residential | Non-Incentive | 3 - Installed | 2024-05-16 | 2024-06-11 | 2024-07-05 | 17000 | 2000 | Angle Solar | Purchase
UNSEDG-11668 | 86406 | PV (Photovoltaic) | 17.64 | 32297 | Residential | Non-Incentive | 3 - Installed | 2024-05-15 | 2024-05-31 | 2024-07-22 | 49392 | 9878.4 | HAVASU SOLAR | Lease
UNSEDG-11670 | 86401 | PV (Photovoltaic) | 5.525 | 10485 | Residential | Non-Incentive | 3 - Installed | 2024-05-16 | 2024-06-03 | 2024-07-19 | 27568.97 | 2000 | Our World Energy | Lease
UNSEDG-11678 | 85648 | PV (Photovoltaic) | 20.5 | 37226 | Residential | Non-Incentive | 3 - Installed | 2024-05-16 | 2024-05-22 | 2024-08-02 | 59040 | 17712 | Saguaro Solar Electric | Purchase
UNSEDG-11674 | 86403 | PV (Photovoltaic) | 18.06 | 33491 | Residential | Non-Incentive | 3 - Installed | 2024-05-16 | 2024-06-04 | 2024-08-27 | 42629 | 8525.8 | HAVASU SOLAR | Purchase
UNSEDG-11679 | 86409 | PV (Photovoltaic) | 8.8 | 16318 | Residential | Non-Incentive | 3 - Installed | 2024-05-16 | 2024-06-11 | 2024-07-01 | 40422 | 5000 | On Point Solar Power | Lease
UNSEDG-11680 | 86406 | PV (Photovoltaic) | 9.775 | 15050 | Residential | Non-Incentive | 3 - Installed | 2024-05-17 | 2024-06-03 | 2024-08-09 | 22869.6 | 7669.6 | NB Baker Electric AZ LLC dba Streamline Solar | Purchase
UNSEDG-11682 | 86401 | PV (Photovoltaic) | 7.2 | 13495 | Residential | Non-Incentive | 3 - Installed | 2024-05-17 | 2024-06-03 | 2024-08-01 | 55724.64 | 2000 | Our World Energy | Lease
UNSEDG-11774 | 86401 | PV (Photovoltaic) | 7.2 | 11599 | Residential | Non-Incentive | 3 - Installed | 2024-05-31 | 2024-06-04 | 2024-08-16 | 37113 | 2000 | Our World Energy | Lease
UNSEDG-11684 | 86409 | PV (Photovoltaic) | 5.265 | 8870 | Residential | Non-Incentive | 3 - Installed | 2024-05-18 | 2024-06-11 | 2024-08-02 | 9701 | 3159 | Case and Brothers Electric | Purchase
UNSEDG-11685 | 86409 | PV (Photovoltaic) | 6.375 | 11329 | Residential | Non-Incentive | 3 - Installed | 2024-05-20 | 2024-07-02 | 2024-09-06 | 48246.72 | 2000 | Our World Energy | Lease
UNSEDG-11686 | 86401 | PV (Photovoltaic) | 5.2 | 8607 | Residential | Non-Incentive | 3 - Installed | 2024-05-20 | 2024-06-03 | 2024-09-03 | 22137 | 2000 | Our World Energy | Lease
UNSEDG-11689 | 86445 | PV (Photovoltaic) | 12.3 | 23620 | Residential | Non-Incentive | 3 - Installed | 2024-05-20 | 2024-06-20 | 2024-08-05 | 54622.37 | 2500 | Freedom Forever | Purchase
UNSEDG-11691 | 86401 | PV (Photovoltaic) | 4.8 | 8471 | Residential | Non-Incentive | 3 - Installed | 2024-05-20 | 2024-06-03 | 2024-08-02 | 27828 | 2000 | Our World Energy | Lease
UNSEDG-11692 | 86406 | PV (Photovoltaic) | 18.4 | 28412 | Residential | Non-Incentive | 3 - Installed | 2024-05-20 | 2024-06-03 | 2024-08-08 | 67926 | 13585.2 | ESMAY ELECTRIC, INC. | Purchase
UNSEDG-11695 | 86406 | PV (Photovoltaic) | 11.76 | 21672 | Residential | Non-Incentive | 3 - Installed | 2024-05-20 | 2024-06-03 | 2024-08-05 | 48814.42 | 9762.88 | HAVASU SOLAR | Purchase
UNSEDG-11696 | 86406 | PV (Photovoltaic) | 12.18 | 23545 | Residential | Non-Incentive | 3 - Installed | 2024-05-21 | 2024-06-03 | 2024-08-09 | 32597 | 6519.4 | HAVASU SOLAR | Purchase
UNSEDG-11697 | 86404 | PV (Photovoltaic) | 12.18 | 23098 | Residential | Non-Incentive | 3 - Installed | 2024-05-21 | 2024-06-03 | 2024-07-22 | 36489.66 | 7297.93 | HAVASU SOLAR | Lease
UNSEDG-11698 | 86406 | PV (Photovoltaic) | 11.76 | 22523 | Residential | Non-Incentive | 3 - Installed | 2024-05-21 | 2024-06-03 | 2024-10-10 | 39417.56 | 7883.51 | HAVASU SOLAR | Lease
UNSEDG-11700 | 86404 | PV (Photovoltaic) | 12.6 | 23344 | Residential | Non-Incentive | 3 - Installed | 2024-05-21 | 2024-06-03 | 2024-07-01 | 35280 | 7056 | HAVASU SOLAR | Lease
UNSEDG-11704 | 86404 | PV (Photovoltaic) | 8 | 12846 | Residential | Non-Incentive | 3 - Installed | 2024-05-21 | 2024-06-03 | 2024-07-10 | 46500 | 2000 | Our World Energy | Lease
UNSEDG-11705 | 86406 | PV (Photovoltaic) | 23.94 | 41471 | Residential | Non-Incentive | 3 - Installed | 2024-05-21 | 2024-06-20 | 2024-09-23 | 64638 | 12927.6 | HAVASU SOLAR | Lease
UNSEDG-11709 | 86409 | PV (Photovoltaic) | 11.2 | 20473 | Residential | Non-Incentive | 3 - Installed | 2024-05-22 | 2024-06-03 | 2024-07-16 | 54419.35 | 2000 | Our World Energy | Purchase
UNSEDG-11711 | 85648 | PV (Photovoltaic) | 11.07 | 18649 | Residential | Non-Incentive | 3 - Installed | 2024-05-22 | 2024-07-02 | 2024-10-03 | 72434.52 | 7243.46 | INTY POWER | Lease
UNSEDG-11713 | 86401 | PV (Photovoltaic) | 5.135 | 9901 | Residential | Non-Incentive | 3 - Installed | 2024-05-22 | 2024-06-03 | 2024-07-03 | 17000 | 2000 | Angle Solar | Purchase
UNSEDG-11729 | 86403 | PV (Photovoltaic) | 10.08 | 17163 | Residential | Non-Incentive | 3 - Installed | 2024-05-23 | 2024-06-04 | 2024-07-22 | 27325.91 | 5465.18 | HAVASU SOLAR | Lease
UNSEDG-11715 | 86406 | PV (Photovoltaic) | 7.6 | 12980 | Residential | Non-Incentive | 3 - Installed | 2024-05-23 | 2024-06-11 | 2024-08-14 | 43800 | 2000 | Our World Energy | Lease
UNSEDG-11722 | 86406 | PV (Photovoltaic) | 11.2 | 18004 | Residential | Non-Incentive | 3 - Installed | 2024-05-23 | 2024-06-04 | 2024-07-12 | 77362.44 | 2000 | Our World Energy | Lease
UNSEDG-11723 | 86409 | PV (Photovoltaic) | 18 | 30647 | Residential | Non-Incentive | 3 - Installed | 2024-05-23 | 2024-06-04 | 2024-10-04 | 102957.36 | 2000 | Our World Energy | Lease
UNSEDG-11728 | 85621 | PV (Photovoltaic) | 13.365 | 22635 | Residential | Non-Incentive | 3 - Installed | 2024-05-23 | 2024-06-04 | 2024-09-09 | 50795 | 2540 | SOLAR PROS ELECTRIC LLC | Purchase
UNSEDG-11730 | 86406 | PV (Photovoltaic) | 10 | 15637 | Residential | Non-Incentive | 3 - Installed | 2024-05-23 | 2024-06-18 | 2024-08-06 | 25300 | 5060 | ESMAY ELECTRIC, INC. | Purchase
UNSEDG-11732 | 86404 | PV (Photovoltaic) | 22.4 | 36184 | Residential | Non-Incentive | 3 - Installed | 2024-05-23 | 2024-06-11 | 2024-08-07 | 59800 | 11960 | ESMAY ELECTRIC, INC. | Purchase
UNSEDG-11733 | 85648 | PV (Photovoltaic) | 8.075 | 14920 | Residential | Non-Incentive | 3 - Installed | 2024-05-24 | 2024-06-04 | 2024-09-04 | 28596.62 | 2000 | Our World Energy | Purchase
UNSEDG-11734 | 86401 | PV (Photovoltaic) | 4.4 | 8327 | Residential | Non-Incentive | 3 - Installed | 2024-05-24 | 2024-06-04 | 2024-07-26 | 37521.84 | 2000 | Our World Energy | Lease
UNSEDG-11735 | 86406 | PV (Photovoltaic) | 7.56 | 14070 | Residential | Non-Incentive | 3 - Installed | 2024-05-24 | 2024-06-04 | 2024-07-19 | 18900 | 3780 | HAVASU SOLAR | Lease
UNSEDG-11738 | 85648 | PV (Photovoltaic) | 10.2 | 18720 | Residential | Non-Incentive | 3 - Installed | 2024-05-26 | 2024-07-01 | 2024-08-23 | 66027.48 | 2000 | Our World Energy | Lease
UNSEDG-11741 | 85648 | PV (Photovoltaic) | 10.2 | 18883 | Residential | Non-Incentive | 3 - Installed | 2024-05-28 | 2024-06-04 | 2024-07-15 | 57387 | 2000 | Our World Energy | Lease
UNSEDG-11832 | 85648 | PV (Photovoltaic) | 8.925 | 16302 | Residential | Non-Incentive | 3 - Installed | 2024-06-06 | 2024-07-01 | 2024-07-26 | 58449.96 | 2000 | Our World Energy | Lease
UNSEDG-11742 | 86406 | PV (Photovoltaic) | 9.24 | 18089 | Residential | Non-Incentive | 3 - Installed | 2024-05-28 | 2024-06-04 | 2024-08-08 | 33146.44 | 6629.29 | HAVASU SOLAR | Lease
UNSEDG-11745 | 86406 | PV (Photovoltaic) | 14.7 | 25235 | Residential | Non-Incentive | 3 - Installed | 2024-05-28 | 2024-06-20 | 2024-09-19 | 58380 | 11676 | HAVASU SOLAR | Purchase
UNSEDG-11746 | 86401 | PV (Photovoltaic) | 9.6 | 17564 | Residential | Non-Incentive | 3 - Installed | 2024-05-28 | 2024-06-11 | 2024-08-22 | 70911.24 | 2000 | Our World Energy | Lease
UNSEDG-11748 | 86440 | PV (Photovoltaic) | 10.8 | 17590 | Residential | Non-Incentive | 3 - Installed | 2024-05-28 | 2024-07-18 | 2024-09-11 | 50950 | 950 | Sunup America | Purchase
UNSEDG-11750 | 86409 | PV (Photovoltaic) | 13.6 | 26274 | Residential | Non-Incentive | 3 - Installed | 2024-05-29 | 2024-06-04 | 2024-08-02 | 62523 | 2000 | Our World Energy | Lease
UNSEDG-11753 | 86404 | PV (Photovoltaic) | 11.34 | 20807 | Residential | Non-Incentive | 3 - Installed | 2024-05-29 | 2024-06-04 | 2024-09-12 | 28350 | 5670 | HAVASU SOLAR | Purchase
UNSEDG-11755 | 86406 | PV (Photovoltaic) | 15.54 | 28646 | Residential | Non-Incentive | 3 - Installed | 2024-05-29 | 2024-06-04 | 2024-07-24 | 38850 | 7770 | HAVASU SOLAR | Purchase
UNSEDG-11760 | 86406 | PV (Photovoltaic) | 10.08 | 18555 | Residential | Non-Incentive | 3 - Installed | 2024-05-30 | 2024-06-04 | 2024-07-15 | 36715 | 7343 | HAVASU SOLAR | Purchase
UNSEDG-11761 | 86406 | PV (Photovoltaic) | 9.24 | 16477 | Residential | Non-Incentive | 3 - Installed | 2024-05-30 | 2024-06-04 | 2024-07-25 | 25003.35 | 5000.67 | HAVASU SOLAR | Lease
UNSEDG-11764 | 86413 | PV (Photovoltaic) | 9.84 | 16431 | Residential | Non-Incentive | 3 - Installed | 2024-05-30 | 2024-06-04 | 2024-09-04 | 41594.34 | 1594.34 | LGCY INSTALLATION SERVICES, LLC | Lease
UNSEDG-11769 | 85621 | PV (Photovoltaic) | 7.65 | 13946 | Residential | Non-Incentive | 3 - Installed | 2024-05-31 | 2024-06-19 | 2024-09-13 | 55437.6 | 2000 | Our World Energy | Lease
UNSEDG-11771 | 86401 | PV (Photovoltaic) | 4.8 | 7711 | Residential | Non-Incentive | 3 - Installed | 2024-05-31 | 2024-06-04 | 2024-08-08 | 31092 | 2000 | Our World Energy | Lease
UNSEDG-11772 | 85648 | PV (Photovoltaic) | 8.925 | 15909 | Residential | Non-Incentive | 3 - Installed | 2024-05-31 | 2024-06-04 | 2024-08-08 | 49139.52 | 2000 | Our World Energy | Lease
UNSEDG-11775 | 86404 | PV (Photovoltaic) | 9.24 | 17056 | Residential | Non-Incentive | 3 - Installed | 2024-05-31 | 2024-06-04 | 2024-07-24 | 27458 | 5491.6 | HAVASU SOLAR | Purchase
UNSEDG-11776 | 86404 | PV (Photovoltaic) | 10.5 | 18613 | Residential | Non-Incentive | 3 - Installed | 2024-05-31 | 2024-06-10 | 2024-07-26 | 28084.59 | 5616.92 | HAVASU SOLAR | Lease
UNSEDG-11778 | 86404 | PV (Photovoltaic) | 11.34 | 22021 | Residential | Non-Incentive | 3 - Installed | 2024-05-31 | 2024-06-10 | 2024-08-09 | 36626.49 | 7325.3 | HAVASU SOLAR | Lease
UNSEDG-11780 | 86403 | PV (Photovoltaic) | 19.74 | 36712 | Residential | Non-Incentive | 3 - Installed | 2024-05-31 | 2024-06-17 | 2024-07-24 | 56583.04 | 11316.61 | HAVASU SOLAR | Lease
UNSEDG-11782 | 86403 | PV (Photovoltaic) | 10.08 | 19118 | Residential | Non-Incentive | 3 - Installed | 2024-05-31 | 2024-06-17 | 2024-08-08 | 23184 | 4636.8 | HAVASU SOLAR | Lease
UNSEDG-11783 | 86406 | PV (Photovoltaic) | 11.76 | 21695 | Residential | Non-Incentive | 3 - Installed | 2024-05-31 | 2024-06-17 | 2024-07-23 | 30576 | 6115.2 | HAVASU SOLAR | Lease
UNSEDG-11807 | 86401 | PV (Photovoltaic) | 5.135 | 9901 | Residential | Non-Incentive | 3 - Installed | 2024-06-04 | 2024-06-18 | 2024-07-15 | 16000 | 2000 | Angle Solar | Purchase
UNSEDG-11784 | 86404 | PV (Photovoltaic) | 7.98 | 15470 | Residential | Non-Incentive | 3 - Installed | 2024-05-31 | 2024-06-24 | 2024-07-22 | 23626.13 | 4725.23 | HAVASU SOLAR | Lease
UNSEDG-11786 | 86401 | PV (Photovoltaic) | 11.2 | 17902 | Residential | Non-Incentive | 3 - Installed | 2024-06-01 | 2024-06-17 | 2024-07-22 | 67768.08 | 2000 | Our World Energy | Lease
UNSEDG-11788 | 86409 | PV (Photovoltaic) | 8.925 | 14344 | Residential | Non-Incentive | 3 - Installed | 2024-06-02 | 2024-06-17 | 2024-08-08 | 64174.56 | 2000 | Our World Energy | Lease
UNSEDG-11791 | 86404 | PV (Photovoltaic) | 10.4 | 17347 | Residential | Non-Incentive | 3 - Installed | 2024-06-02 | 2024-06-17 | 2024-08-02 | 53337.99 | 2000 | Our World Energy | Lease
UNSEDG-11792 | 86409 | PV (Photovoltaic) | 10.4 | 17675 | Residential | Non-Incentive | 3 - Installed | 2024-06-02 | 2024-06-17 | 2024-07-19 | 61500 | 2000 | Our World Energy | Lease
UNSEDG-11795 | 86409 | PV (Photovoltaic) | 4 | 7331 | Residential | Non-Incentive | 3 - Installed | 2024-06-03 | 2024-06-17 | 2024-10-01 | 24510 | 2000 | Our World Energy | Lease
UNSEDG-11801 | 86409 | PV (Photovoltaic) | 8.4 | 14283 | Residential | Non-Incentive | 3 - Installed | 2024-06-03 | 2024-06-17 | 2024-07-23 | 36486.04 | 7297.21 | HAVASU SOLAR | Purchase
UNSEDG-11802 | 86406 | PV (Photovoltaic) | 7.98 | 14835 | Residential | Non-Incentive | 3 - Installed | 2024-06-03 | 2024-06-17 | 2024-08-02 | 23940 | 4788 | HAVASU SOLAR | Lease
UNSEDG-11803 | 86409 | PV (Photovoltaic) | 4 | 7435 | Residential | Non-Incentive | 3 - Installed | 2024-06-03 | 2024-07-02 | 2024-09-06 | 17444.53 | 2000 | Our World Energy | Purchase
UNSEDG-11805 | 85648 | PV (Photovoltaic) | 8.075 | 14830 | Residential | Non-Incentive | 3 - Installed | 2024-06-04 | 2024-06-18 | 2024-07-22 | 50703 | 2000 | Our World Energy | Lease
UNSEDG-11806 | 86401 | PV (Photovoltaic) | 5.6 | 9822 | Residential | Non-Incentive | 3 - Installed | 2024-06-04 | 2024-06-18 | 2024-08-07 | 35436 | 2000 | Our World Energy | Lease
UNSEDG-11810 | 86409 | PV (Photovoltaic) | 9.02 | 15388 | Residential | Non-Incentive | 3 - Installed | 2024-06-04 | 2024-07-02 | 2024-08-09 | 42117 | 4211.7 | INTY POWER | Lease
UNSEDG-11813 | 86409 | PV (Photovoltaic) | 8.4 | 13918 | Residential | Non-Incentive | 3 - Installed | 2024-06-05 | 2024-06-24 | 2024-10-10 | 44205 | 2000 | Our World Energy | Lease
UNSEDG-11814 | 86403 | PV (Photovoltaic) | 11.6 | 21058 | Residential | Non-Incentive | 3 - Installed | 2024-06-05 | 2024-06-18 | 2024-08-09 | 56642.69 | 2000 | Our World Energy | Purchase
UNSEDG-11822 | 86401 | PV (Photovoltaic) | 7.11 | 13710 | Residential | Non-Incentive | 3 - Installed | 2024-06-05 | 2024-06-18 | 2024-07-26 | 22800 | 2800 | Angle Solar | Purchase
UNSEDG-11815 | 86406 | PV (Photovoltaic) | 10.8 | 18063 | Residential | Non-Incentive | 3 - Installed | 2024-06-05 | 2024-06-18 | 2024-08-23 | 68064.27 | 2000 | Our World Energy | Purchase
UNSEDG-11823 | 86401 | PV (Photovoltaic) | 7.11 | 13593 | Residential | Non-Incentive | 3 - Installed | 2024-06-05 | 2024-06-18 | 2024-08-22 | 22800 | 2800 | Angle Solar | Purchase
UNSEDG-11819 | 86401 | PV (Photovoltaic) | 4.8 | 7858 | Residential | Non-Incentive | 3 - Installed | 2024-06-05 | 2024-06-18 | 2024-07-26 | 29097 | 2000 | Our World Energy | Lease
UNSEDG-11820 | 85621 | PV (Photovoltaic) | 4.68 | 8052 | Residential | Non-Incentive | 3 - Installed | 2024-06-05 | 2024-06-18 | 2024-09-26 | 14000 | 4200 | SOLAR GAIN INC | Purchase
UNSEDG-11821 | 86401 | PV (Photovoltaic) | 6.8 | 11863 | Residential | Non-Incentive | 3 - Installed | 2024-06-05 | 2024-06-18 | 2024-08-09 | 40280.4 | 2000 | Our World Energy | Lease
UNSEDG-11827 | 86409 | PV (Photovoltaic) | 16.8 | 28848 | Residential | Non-Incentive | 3 - Installed | 2024-06-05 | 2024-06-18 | 2024-10-03 | 47578 | 5000 | On Point Solar Power | Lease
UNSEDG-11825 | 86406 | PV (Photovoltaic) | 11.76 | 21602 | Residential | Non-Incentive | 3 - Installed | 2024-06-05 | 2024-06-18 | 2024-08-02 | 31752 | 6350.4 | HAVASU SOLAR | Lease
UNSEDG-11828 | 86413 | PV (Photovoltaic) | 13.02 | 25752 | Residential | Non-Incentive | 3 - Installed | 2024-06-05 | 2024-06-18 | 2024-07-17 | 33300 | 6660 | HAVASU SOLAR | Lease
UNSEDG-11829 | 86413 | PV (Photovoltaic) | 5.6 | 9729 | Residential | Non-Incentive | 3 - Installed | 2024-06-06 | 2024-06-18 | 2024-08-07 | 35463 | 2000 | Our World Energy | Lease
UNSEDG-11830 | 85648 | PV (Photovoltaic) | 8.5 | 14423 | Residential | Non-Incentive | 3 - Installed | 2024-06-06 | 2024-06-18 | 2024-07-15 | 51684 | 2000 | Our World Energy | Lease
UNSEDG-11831 | 86403 | PV (Photovoltaic) | 7.2 | 12492 | Residential | Non-Incentive | 3 - Installed | 2024-06-06 | 2024-06-18 | 2024-08-23 | 24930 | 2000 | Our World Energy | Purchase
UNSEDG-11833 | 86409 | PV (Photovoltaic) | 4 | 7354 | Residential | Non-Incentive | 3 - Installed | 2024-06-06 | 2024-06-18 | 2024-09-18 | 24300 | 2000 | Our World Energy | Lease
UNSEDG-11834 | 86401 | PV (Photovoltaic) | 6 | 9751 | Residential | Non-Incentive | 3 - Installed | 2024-06-06 | 2024-06-18 | 2024-07-25 | 36990 | 2000 | Our World Energy | Lease
UNSEDG-11835 | 86401 | PV (Photovoltaic) | 5.74 | 11036 | Residential | Non-Incentive | 3 - Installed | 2024-06-06 | 2024-07-02 | 2024-08-19 | 33838.2 | 3383.82 | INTY POWER | Lease
UNSEDG-11836 | 86406 | PV (Photovoltaic) | 10.08 | 18484 | Residential | Non-Incentive | 3 - Installed | 2024-06-06 | 2024-06-18 | 2024-07-22 | 25200 | 5040 | HAVASU SOLAR | Purchase
UNSEDG-11837 | 86404 | PV (Photovoltaic) | 12.6 | 22224 | Residential | Non-Incentive | 3 - Installed | 2024-06-06 | 2024-06-18 | 2024-07-15 | 30990 | 6198 | HAVASU SOLAR | Purchase
UNSEDG-11842 | 86404 | PV (Photovoltaic) | 5.88 | 11133 | Residential | Non-Incentive | 3 - Installed | 2024-06-07 | 2024-06-18 | 2024-07-23 | 15112 | 3022.4 | HAVASU SOLAR | Purchase
UNSEDG-11843 | 86406 | PV (Photovoltaic) | 16.38 | 30323 | Residential | Non-Incentive | 3 - Installed | 2024-06-07 | 2024-06-18 | 2024-07-22 | 45350.38 | 9070.08 | HAVASU SOLAR | Lease
UNSEDG-11845 | 86406 | PV (Photovoltaic) | 19.32 | 33958 | Residential | Non-Incentive | 3 - Installed | 2024-06-07 | 2024-06-18 | 2024-07-23 | 52164 | 10432.8 | HAVASU SOLAR | Lease
UNSEDG-11852 | 86406 | PV (Photovoltaic) | 16.8 | 28218 | Residential | Non-Incentive | 3 - Installed | 2024-06-11 | 2024-06-18 | 2024-09-19 | 45840 | 9168 | ESMAY ELECTRIC, INC. | Purchase
UNSEDG-11857 | 86406 | PV (Photovoltaic) | 14.4 | 23926 | Residential | Non-Incentive | 3 - Installed | 2024-06-12 | 2024-06-18 | 2024-09-19 | 64084 | 12816.8 | ESMAY ELECTRIC, INC. | Purchase
UNSEDG-11853 | 86406 | PV (Photovoltaic) | 9.66 | 16992 | Residential | Non-Incentive | 3 - Installed | 2024-06-11 | 2024-06-18 | 2024-10-03 | 27405.96 | 5481.19 | HAVASU SOLAR | Lease
UNSEDG-11854 | 86401 | PV (Photovoltaic) | 9.24 | 17872 | Residential | Non-Incentive | 3 - Installed | 2024-06-11 | 2024-06-18 | 2024-07-23 | 21168 | 4233.6 | HAVASU SOLAR | Purchase
UNSEDG-11856 | 86409 | PV (Photovoltaic) | 10.4 | 17068 | Residential | Non-Incentive | 3 - Installed | 2024-06-12 | 2024-06-18 | 2024-08-16 | 72345.36 | 2000 | Our World Energy | Lease
UNSEDG-11858 | 85648 | PV (Photovoltaic) | 7.2 | 11536 | Residential | Non-Incentive | 3 - Installed | 2024-06-12 | 2024-06-18 | 2024-08-07 | 36480 | 2000 | Our World Energy | Lease
UNSEDG-11859 | 86401 | PV (Photovoltaic) | 6.4 | 10530 | Residential | Non-Incentive | 3 - Installed | 2024-06-12 | 2024-06-18 | 2024-07-26 | 41448 | 2000 | Our World Energy | Lease
UNSEDG-11874 | 86404 | PV (Photovoltaic) | 3.08 | 5823 | Non-Residential | Non-Incentive | 3 - Installed | 2024-06-14 | 2024-07-15 | 2024-10-03 | 8000 | 1000 | MOHAVE SOLAR | Purchase
UNSEDG-11873 | 86404 | PV (Photovoltaic) | 6.16 | 11646 | Non-Residential | Non-Incentive | 3 - Installed | 2024-06-14 | 2024-07-15 | 2024-10-03 | 16000 | 1000 | MOHAVE SOLAR | Purchase
UNSEDG-11861 | 86409 | PV (Photovoltaic) | 21.9 | 42390 | Residential | Non-Incentive | 3 - Installed | 2024-06-12 | 2024-07-09 | 2024-08-12 | 20000 | 0 | Patrick Ruge | Purchase
UNSEDG-11872 | 86404 | PV (Photovoltaic) | 5.775 | 10918 | Non-Residential | Non-Incentive | 3 - Installed | 2024-06-14 | 2024-07-15 | 2024-10-03 | 15304 | 3000 | MOHAVE SOLAR | Purchase
UNSEDG-11875 | 86404 | PV (Photovoltaic) | 6.16 | 11646 | Non-Residential | Non-Incentive | 3 - Installed | 2024-06-14 | 2024-07-15 | 2024-10-03 | 16000 | 3000 | MOHAVE SOLAR | Purchase
UNSEDG-11876 | 86404 | PV (Photovoltaic) | 3.08 | 5823 | Non-Residential | Non-Incentive | 3 - Installed | 2024-06-14 | 2024-07-15 | 2024-10-03 | 8000 | 1000 | MOHAVE SOLAR | Purchase
UNSEDG-11877 | 86404 | PV (Photovoltaic) | 6.16 | 11646 | Non-Residential | Non-Incentive | 3 - Installed | 2024-06-14 | 2024-07-15 | 2024-10-03 | 16000 | 3000 | MOHAVE SOLAR | Purchase
UNSEDG-11878 | 86404 | PV (Photovoltaic) | 3.08 | 5823 | Non-Residential | Non-Incentive | 3 - Installed | 2024-06-14 | 2024-07-15 | 2024-10-03 | 8000 | 3000 | MOHAVE SOLAR | Purchase
UNSEDG-11863 | 86403 | PV (Photovoltaic) | 13.02 | 24047 | Residential | Non-Incentive | 3 - Installed | 2024-06-13 | 2024-06-24 | 2024-08-27 | 37900 | 7580 | HAVASU SOLAR | Purchase
UNSEDG-11864 | 86404 | PV (Photovoltaic) | 11.76 | 23029 | Residential | Non-Incentive | 3 - Installed | 2024-06-13 | 2024-06-28 | 2024-07-23 | 35280 | 7056 | HAVASU SOLAR | Purchase
UNSEDG-11865 | 86406 | PV (Photovoltaic) | 11.76 | 21959 | Residential | Non-Incentive | 3 - Installed | 2024-06-13 | 2024-06-24 | 2024-07-23 | 31826 | 6365.2 | HAVASU SOLAR | Purchase
UNSEDG-11866 | 86404 | PV (Photovoltaic) | 12.6 | 21130 | Residential | Non-Incentive | 3 - Installed | 2024-06-13 | 2024-06-24 | 2024-08-09 | 32670 | 6534 | HAVASU SOLAR | Purchase
UNSEDG-11868 | 86406 | PV (Photovoltaic) | 11.34 | 22037 | Residential | Non-Incentive | 3 - Installed | 2024-06-13 | 2024-06-28 | 2024-10-10 | 28000 | 5600 | HAVASU SOLAR | Purchase
UNSEDG-11869 | 86401 | PV (Photovoltaic) | 10.25 | 17080 | Residential | Non-Incentive | 3 - Installed | 2024-06-13 | 2024-07-30 | 2024-09-10 | 49918.08 | 4991.8 | INTY POWER | Lease
UNSEDG-11870 | 86401 | PV (Photovoltaic) | 7.98 | 15667 | Residential | Non-Incentive | 3 - Installed | 2024-06-14 | 2024-06-18 | 2024-07-26 | 20450 | 4090 | HAVASU SOLAR | Purchase
UNSEDG-11879 | 86403 | PV (Photovoltaic) | 5.775 | 10918 | Non-Residential | Non-Incentive | 3 - Installed | 2024-06-14 | 2024-08-08 | 2024-10-03 | 15000 | 3000 | MOHAVE SOLAR | Purchase
UNSEDG-11880 | 86401 | PV (Photovoltaic) | 6.72 | 13669 | Residential | Non-Incentive | 3 - Installed | 2024-06-14 | 2024-07-09 | 2024-07-19 | 19958.4 | 3991.68 | HAVASU SOLAR | Lease
UNSEDG-11884 | 86406 | PV (Photovoltaic) | 13.92 | 24812 | Residential | Non-Incentive | 3 - Installed | 2024-06-17 | 2024-06-26 | 2024-10-07 | 40668 | 8133.6 | ESMAY ELECTRIC, INC. | Lease
UNSEDG-11885 | 86406 | PV (Photovoltaic) | 13.02 | 24634 | Residential | Non-Incentive | 3 - Installed | 2024-06-17 | 2024-06-26 | 2024-08-23 | 34503 | 6900.6 | HAVASU SOLAR | Lease
UNSEDG-11887 | 86403 | PV (Photovoltaic) | 11.06 | 17865 | Residential | Non-Incentive | 3 - Installed | 2024-06-18 | 2024-07-02 | 2024-08-09 | 61118 | 2500 | Freedom Forever | Purchase
UNSEDG-11889 | 86406 | PV (Photovoltaic) | 18.48 | 31118 | Residential | Non-Incentive | 3 - Installed | 2024-06-19 | 2024-06-26 | 2024-08-20 | 47150 | 9430 | HAVASU SOLAR | Purchase
UNSEDG-11890 | 86429 | PV (Photovoltaic) | 12.325 | 22411 | Residential | Non-Incentive | 3 - Installed | 2024-06-19 | 2024-07-02 | 2024-09-04 | 92332.68 | 2000 | Our World Energy | Lease
UNSEDG-11891 | 86406 | PV (Photovoltaic) | 12.18 | 19577 | Residential | Non-Incentive | 3 - Installed | 2024-06-19 | 2024-06-26 | 2024-08-07 | 31200 | 6240 | HAVASU SOLAR | Purchase
UNSEDG-11892 | 86409 | PV (Photovoltaic) | 9.24 | 17594 | Residential | Non-Incentive | 3 - Installed | 2024-06-19 | 2024-06-26 | 2024-08-02 | 23100 | 4620 | HAVASU SOLAR | Lease
UNSEDG-11894 | 86413 | PV (Photovoltaic) | 7.6 | 13473 | Residential | Non-Incentive | 3 - Installed | 2024-06-20 | 2024-06-26 | 2024-09-11 | 49871.16 | 2000 | Our World Energy | Lease
UNSEDG-11898 | 86413 | PV (Photovoltaic) | 9.2 | 17515 | Residential | Non-Incentive | 3 - Installed | 2024-06-21 | 2024-06-26 | 2024-09-11 | 57300 | 2000 | Our World Energy | Lease
UNSEDG-11899 | 86409 | PV (Photovoltaic) | 10 | 16471 | Residential | Non-Incentive | 3 - Installed | 2024-06-21 | 2024-07-02 | 2024-09-03 | 64005 | 2000 | Our World Energy | Lease
UNSEDG-11903 | 86404 | PV (Photovoltaic) | 17.64 | 31813 | Residential | Non-Incentive | 3 - Installed | 2024-06-21 | 2024-07-02 | 2024-09-20 | 41496 | 8299.2 | HAVASU SOLAR | Purchase
UNSEDG-11904 | 86403 | PV (Photovoltaic) | 7.98 | 14061 | Residential | Non-Incentive | 3 - Installed | 2024-06-21 | 2024-07-02 | 2024-08-23 | 18900 | 3780 | HAVASU SOLAR | Purchase
UNSEDG-11905 | 86409 | PV (Photovoltaic) | 10.5 | 17843 | Residential | Non-Incentive | 3 - Installed | 2024-06-21 | 2024-07-02 | 2024-08-22 | 41929 | 8385.8 | HAVASU SOLAR | Purchase
UNSEDG-11906 | 86406 | PV (Photovoltaic) | 13.44 | 24057 | Residential | Non-Incentive | 3 - Installed | 2024-06-21 | 2024-07-02 | 2024-09-12 | 30105.6 | 6021.12 | HAVASU SOLAR | Lease
UNSEDG-11928 | 86406 | PV (Photovoltaic) | 13.44 | 26067 | Residential | Non-Incentive | 3 - Installed | 2024-06-24 | 2024-07-08 | 2024-09-13 | 37280.24 | 7456.05 | HAVASU SOLAR | Lease
UNSEDG-11915 | 86406 | PV (Photovoltaic) | 16.985 | 30839 | Residential | Non-Incentive | 3 - Installed | 2024-06-24 | 2024-07-08 | 2024-09-06 | 40248 | 9848 | NB Baker Electric AZ LLC dba Streamline Solar | Purchase
UNSEDG-11918 | 86413 | PV (Photovoltaic) | 8.8 | 14862 | Residential | Non-Incentive | 3 - Installed | 2024-06-24 | 2024-07-10 | 2024-10-11 | 58011.12 | 2000 | Our World Energy | Lease
UNSEDG-11920 | 86413 | PV (Photovoltaic) | 4 | 6731 | Residential | Non-Incentive | 3 - Installed | 2024-06-24 | 2024-07-18 | 2024-09-20 | 35892 | 10000 | Valley Voltage LLC | Purchase
UNSEDG-11929 | 86404 | PV (Photovoltaic) | 16 | 27096 | Residential | Non-Incentive | 3 - Installed | 2024-06-24 | 2024-07-08 | 2024-07-26 | 42400 | 8480 | HAVASU SOLAR | Purchase
UNSEDG-11930 | 86413 | PV (Photovoltaic) | 12 | 19183 | Residential | Non-Incentive | 3 - Installed | 2024-06-25 | 2024-07-25 | 2024-08-28 | 69000 | 2000 | Our World Energy | Lease
UNSEDG-11933 | 86401 | PV (Photovoltaic) | 7.9 | 15122 | Residential | Non-Incentive | 3 - Installed | 2024-06-25 | 2024-07-30 | 2024-09-26 | 24479.69 | 2500 | Freedom Forever | Purchase
UNSEDG-11934 | 86409 | PV (Photovoltaic) | 9.2 | 17243 | Residential | Non-Incentive | 3 - Installed | 2024-06-25 | 2024-07-08 | 2024-09-23 | 76122.72 | 2000 | Our World Energy | Lease
UNSEDG-11939 | 86401 | PV (Photovoltaic) | 8.82 | 15787 | Residential | Non-Incentive | 3 - Installed | 2024-06-25 | 2024-07-22 | 2024-10-11 | 26532 | 5306.4 | HAVASU SOLAR | Lease
UNSEDG-11940 | 86401 | PV (Photovoltaic) | 13.44 | 25845 | Residential | Non-Incentive | 3 - Installed | 2024-06-25 | 2024-07-18 | 2024-09-13 | 43958 | 8791.6 | HAVASU SOLAR | Purchase
UNSEDG-11943 | 86409 | PV (Photovoltaic) | 8.4 | 15958 | Residential | Non-Incentive | 3 - Installed | 2024-06-26 | 2024-07-25 | 2024-10-04 | 56597.28 | 2000 | Our World Energy | Lease
UNSEDG-11946 | 86403 | PV (Photovoltaic) | 11.55 | 21836 | Residential | Non-Incentive | 3 - Installed | 2024-06-26 | 2024-07-09 | 2024-08-07 | 30000 | 10000 | MOHAVE SOLAR | Purchase
UNSEDG-11947 | 86403 | PV (Photovoltaic) | 9.24 | 17469 | Residential | Non-Incentive | 3 - Installed | 2024-06-26 | 2024-07-09 | 2024-08-28 | 24000 | 10000 | MOHAVE SOLAR | Purchase
UNSEDG-11948 | 85648 | PV (Photovoltaic) | 5.33 | 10291 | Residential | Non-Incentive | 3 - Installed | 2024-06-26 | 2024-07-09 | 2024-09-03 | 36967.2 | 4000 | Southwest Electric Inc | Lease
UNSEDG-11950 | 86406 | PV (Photovoltaic) | 10.5 | 20019 | Residential | Non-Incentive | 3 - Installed | 2024-06-26 | 2024-07-09 | 2024-08-26 | 27300 | 5460 | HAVASU SOLAR | Purchase
UNSEDG-11951 | 86406 | PV (Photovoltaic) | 10.92 | 18827 | Residential | Non-Incentive | 3 - Installed | 2024-06-26 | 2024-07-09 | 2024-08-23 | 25662 | 5132.4 | HAVASU SOLAR | Purchase
UNSEDG-11952 | 86413 | PV (Photovoltaic) | 9.2 | 16767 | Residential | Non-Incentive | 3 - Installed | 2024-06-27 | 2024-07-25 | 2024-09-04 | 57000 | 2000 | Our World Energy | Lease
UNSEDG-11971 | 86413 | PV (Photovoltaic) | 9.2 | 15913 | Residential | Non-Incentive | 3 - Installed | 2024-06-28 | 2024-07-25 | 2024-10-11 | 80400.48 | 2000 | Our World Energy | Lease
UNSEDG-11953 | 86409 | PV (Photovoltaic) | 8 | 14857 | Residential | Non-Incentive | 3 - Installed | 2024-06-27 | 2024-07-30 | 2024-08-16 | 47172.12 | 2000 | Our World Energy | Lease
UNSEDG-11957 | 86403 | PV (Photovoltaic) | 13.44 | 24485 | Residential | Non-Incentive | 3 - Installed | 2024-06-27 | 2024-07-09 | 2024-08-20 | 33122 | 6624.4 | HAVASU SOLAR | Purchase
UNSEDG-11958 | 86404 | PV (Photovoltaic) | 5.04 | 9720 | Residential | Non-Incentive | 3 - Installed | 2024-06-27 | 2024-07-09 | 2024-09-19 | 16128 | 3225.6 | HAVASU SOLAR | Lease
UNSEDG-11960 | 86404 | PV (Photovoltaic) | 9.66 | 18408 | Residential | Non-Incentive | 3 - Installed | 2024-06-27 | 2024-07-09 | 2024-08-20 | 30218.51 | 6043.7 | HAVASU SOLAR | Lease
UNSEDG-11964 | 86406 | PV (Photovoltaic) | 12.6 | 23687 | Residential | Non-Incentive | 3 - Installed | 2024-06-28 | 2024-07-09 | 2024-08-20 | 33390 | 6678 | HAVASU SOLAR | Purchase
UNSEDG-11963 | 86401 | PV (Photovoltaic) | 7.6 | 13559 | Residential | Non-Incentive | 3 - Installed | 2024-06-28 | 2024-08-08 | 2024-09-26 | 40188 | 2000 | Our World Energy | Lease
UNSEDG-11967 | 86409 | PV (Photovoltaic) | 7.47 | 12252 | Residential | Non-Incentive | 3 - Installed | 2024-06-28 | 2024-07-25 | 2024-10-04 | 26747 | 6747 | DYNAMIC SOLAR AND ELECTRICAL LLC | Purchase
UNSEDG-11972 | 86406 | PV (Photovoltaic) | 6.72 | 12957 | Residential | Non-Incentive | 3 - Installed | 2024-06-28 | 2024-07-10 | 2024-08-19 | 18816 | 3763.2 | HAVASU SOLAR | Lease
UNSEDG-11973 | 86406 | PV (Photovoltaic) | 6.3 | 12162 | Residential | Non-Incentive | 3 - Installed | 2024-06-28 | 2024-07-10 | 2024-08-20 | 14973 | 2994.6 | HAVASU SOLAR | Purchase
UNSEDG-11976 | 86401 | PV (Photovoltaic) | 11.6 | 21700 | Residential | Non-Incentive | 3 - Installed | 2024-06-29 | 2024-07-22 | 2024-09-26 | 38300 | 2000 | Our World Energy | Purchase
UNSEDG-11979 | 86409 | PV (Photovoltaic) | 10.4 | 16842 | Residential | Non-Incentive | 3 - Installed | 2024-06-30 | 2024-07-29 | 2024-09-03 | 62019.16 | 2000 | Our World Energy | Lease
UNSEDG-11981 | 86413 | PV (Photovoltaic) | 11.6 | 20289 | Residential | Non-Incentive | 3 - Installed | 2024-07-01 | 2024-07-22 | 2024-09-04 | 69900 | 2000 | Our World Energy | Lease
UNSEDG-11982 | 86409 | PV (Photovoltaic) | 18.4 | 29710 | Residential | Non-Incentive | 3 - Installed | 2024-07-01 | 2024-07-22 | 2024-09-13 | 81558 | 2000 | Our World Energy | Lease
UNSEDG-11983 | 86409 | PV (Photovoltaic) | 7.2 | 12211 | Residential | Non-Incentive | 3 - Installed | 2024-07-01 | 2024-07-31 | 2024-10-11 | 54195.72 | 2000 | Our World Energy | Lease
UNSEDG-11987 | 86406 | PV (Photovoltaic) | 19.55 | 31826 | Residential | Non-Incentive | 3 - Installed | 2024-07-02 | 2024-07-22 | 2024-09-26 | 47560 | 17160 | NB Baker Electric AZ LLC dba Streamline Solar | Lease
UNSEDG-11986 | 86401 | PV (Photovoltaic) | 8 | 14487 | Residential | Non-Incentive | 3 - Installed | 2024-07-02 | 2024-07-22 | 2024-10-10 | 59906.04 | 2000 | Our World Energy | Lease
UNSEDG-11995 | 86401 | PV (Photovoltaic) | 6.3 | 12246 | Residential | Non-Incentive | 3 - Installed | 2024-07-02 | 2024-07-25 | 2024-09-09 | 27031 | 5406.2 | HAVASU SOLAR | Purchase
UNSEDG-11996 | 86409 | PV (Photovoltaic) | 8.4 | 16219 | Residential | Non-Incentive | 3 - Installed | 2024-07-03 | 2024-07-25 | 2024-09-13 | 56056.44 | 2000 | Our World Energy | Lease
UNSEDG-11998 | 85648 | PV (Photovoltaic) | 10 | 17819 | Residential | Non-Incentive | 3 - Installed | 2024-07-03 | 2024-07-22 | 2024-09-11 | 70071.6 | 2000 | Our World Energy | Lease
UNSEDG-12002 | 86404 | PV (Photovoltaic) | 13.86 | 26700 | Residential | Non-Incentive | 3 - Installed | 2024-07-03 | 2024-07-25 | 2024-09-19 | 37093 | 7418.6 | HAVASU SOLAR | Purchase
UNSEDG-12003 | 86404 | PV (Photovoltaic) | 10.08 | 18310 | Residential | Non-Incentive | 3 - Installed | 2024-07-03 | 2024-07-22 | 2024-09-16 | 25200 | 5040 | HAVASU SOLAR | Lease
UNSEDG-12004 | 86413 | PV (Photovoltaic) | 8 | 15902 | Residential | Non-Incentive | 3 - Installed | 2024-07-03 | 2024-07-22 | 2024-09-05 | 43630 | 1 | Vantage Solar LLC | Purchase
UNSEDG-12005 | 86404 | PV (Photovoltaic) | 15.54 | 29093 | Residential | Non-Incentive | 3 - Installed | 2024-07-03 | 2024-07-22 | 2024-09-13 | 46620 | 9324 | HAVASU SOLAR | Lease
UNSEDG-12006 | 86406 | PV (Photovoltaic) | 7.14 | 13175 | Residential | Non-Incentive | 3 - Installed | 2024-07-03 | 2024-07-22 | 2024-09-18 | 20766.68 | 4153.34 | HAVASU SOLAR | Lease
UNSEDG-12008 | 86401 | PV (Photovoltaic) | 10.4 | 16933 | Residential | Non-Incentive | 3 - Installed | 2024-07-04 | 2024-07-22 | 2024-09-18 | 66246.24 | 2000 | Our World Energy | Lease
UNSEDG-12014 | 86404 | PV (Photovoltaic) | 10.08 | 18591 | Residential | Non-Incentive | 3 - Installed | 2024-07-05 | 2024-07-22 | 2024-09-10 | 25950 | 5190 | HAVASU SOLAR | Purchase
UNSEDG-12015 | 86404 | PV (Photovoltaic) | 13.44 | 25380 | Residential | Non-Incentive | 3 - Installed | 2024-07-05 | 2024-07-22 | 2024-10-09 | 49786 | 9957.2 | HAVASU SOLAR | Purchase
UNSEDG-12018 | 86409 | PV (Photovoltaic) | 6.4 | 10593 | Residential | Non-Incentive | 3 - Installed | 2024-07-06 | 2024-07-23 | 2024-09-06 | 51174.48 | 2000 | Our World Energy | Lease
UNSEDG-12019 | 86413 | PV (Photovoltaic) | 10 | 16585 | Residential | Non-Incentive | 3 - Installed | 2024-07-07 | 2024-07-23 | 2024-09-11 | 64872.6 | 2000 | Our World Energy | Lease
UNSEDG-12021 | 86406 | PV (Photovoltaic) | 16 | 26667 | Residential | Non-Incentive | 3 - Installed | 2024-07-08 | 2024-07-24 | 2024-09-12 | 38000 | 7600 | ESMAY ELECTRIC, INC. | Purchase
UNSEDG-12028 | 86401 | PV (Photovoltaic) | 8.8 | 16294 | Residential | Non-Incentive | 3 - Installed | 2024-07-09 | 2024-07-25 | 2024-09-18 | 51821.28 | 2000 | Our World Energy | Lease
UNSEDG-12033 | 86401 | PV (Photovoltaic) | 8 | 13121 | Residential | Non-Incentive | 3 - Installed | 2024-07-09 | 2024-07-25 | 2024-09-06 | 49761 | 2000 | Our World Energy | Lease
UNSEDG-12037 | 86401 | PV (Photovoltaic) | 7.6 | 14677 | Residential | Non-Incentive | 3 - Installed | 2024-07-10 | 2024-07-25 | 2024-09-11 | 24780 | 2000 | Our World Energy | Purchase
UNSEDG-12039 | 86401 | PV (Photovoltaic) | 8.4 | 15481 | Residential | Non-Incentive | 3 - Installed | 2024-07-10 | 2024-07-25 | 2024-09-18 | 50977.92 | 2000 | Our World Energy | Lease
UNSEDG-12042 | 86409 | PV (Photovoltaic) | 6 | 9927 | Residential | Non-Incentive | 3 - Installed | 2024-07-11 | 2024-07-25 | 2024-09-16 | 40212.12 | 2000 | Our World Energy | Lease
UNSEDG-12044 | 86409 | PV (Photovoltaic) | 5.46 | 10218 | Residential | Non-Incentive | 3 - Installed | 2024-07-11 | 2024-07-25 | 2024-09-23 | 14650 | 2930 | HAVASU SOLAR | Lease
UNSEDG-12070 | 86406 | PV (Photovoltaic) | 24.64 | 46584 | Residential | Non-Incentive | 3 - Installed | 2024-07-16 | 2024-07-29 | 2024-08-23 | 59000 | 10000 | MOHAVE SOLAR | Purchase
UNSEDG-12051 | 86404 | PV (Photovoltaic) | 8.4 | 14829 | Residential | Non-Incentive | 3 - Installed | 2024-07-12 | 2024-07-29 | 2024-09-13 | 24340 | 4868 | HAVASU SOLAR | Lease
UNSEDG-12054 | 86409 | PV (Photovoltaic) | 8 | 13243 | Residential | Non-Incentive | 3 - Installed | 2024-07-13 | 2024-08-08 | 2024-09-23 | 49098.38 | 2000 | Our World Energy | Purchase
UNSEDG-12060 | 86403 | PV (Photovoltaic) | 13.86 | 24501 | Residential | Non-Incentive | 3 - Installed | 2024-07-15 | 2024-07-29 | 2024-10-03 | 35400 | 7080 | HAVASU SOLAR | Purchase
UNSEDG-12171 | 86403 | PV (Photovoltaic) | 15.785 | 29843 | Residential | Non-Incentive | 3 - Installed | 2024-07-30 | 2024-09-03 | 2024-10-07 | 42000 | 10000 | MOHAVE SOLAR | Purchase
UNSEDG-12072 | 86413 | PV (Photovoltaic) | 6.32 | 12186 | Residential | Non-Incentive | 3 - Installed | 2024-07-17 | 2024-07-29 | 2024-08-28 | 20000 | 2000 | Angle Solar | Purchase
UNSEDG-12064 | 85648 | PV (Photovoltaic) | 7.79 | 13720 | Residential | Non-Incentive | 3 - Installed | 2024-07-16 | 2024-07-29 | 2024-09-06 | 52411.68 | 4000 | Southwest Electric Inc | Lease
UNSEDG-12065 | 86401 | PV (Photovoltaic) | 9.085 | 14028 | Residential | Non-Incentive | 3 - Installed | 2024-07-16 | 2024-07-30 | 2024-10-04 | 50873.8 | 2500 | Freedom Forever | Lease
UNSEDG-12066 | 85621 | PV (Photovoltaic) | 5.005 | 8244 | Residential | Non-Incentive | 3 - Installed | 2024-07-16 | 2024-07-29 | 2024-08-06 | 33780.64 | 2500 | Freedom Forever | Purchase
UNSEDG-12089 | 86401 | PV (Photovoltaic) | 6.4 | 10409 | Residential | Non-Incentive | 3 - Installed | 2024-07-18 | 2024-07-29 | 2024-10-04 | 36968.75 | 2000 | Our World Energy | Purchase
UNSEDG-12091 | 86403 | PV (Photovoltaic) | 20.16 | 37515 | Residential | Non-Incentive | 3 - Installed | 2024-07-18 | 2024-07-29 | 2024-10-07 | 54230.4 | 10846.08 | HAVASU SOLAR | Lease
UNSEDG-12095 | 86404 | PV (Photovoltaic) | 6.3 | 12333 | Residential | Non-Incentive | 3 - Installed | 2024-07-19 | 2024-07-29 | 2024-09-20 | 16380 | 3276 | HAVASU SOLAR | Purchase
UNSEDG-12107 | 86406 | PV (Photovoltaic) | 24.36 | 43120 | Residential | Non-Incentive | 3 - Installed | 2024-07-22 | 2024-07-29 | 2024-10-07 | 77396 | 15479.2 | HAVASU SOLAR | Purchase
UNSEDG-12109 | 86409 | PV (Photovoltaic) | 6.32 | 12186 | Residential | Non-Incentive | 3 - Installed | 2024-07-22 | 2024-07-29 | 2024-09-23 | 18000 | 2000 | Angle Solar | Purchase
UNSEDG-12110 | 86409 | PV (Photovoltaic) | 7.11 | 13710 | Residential | Non-Incentive | 3 - Installed | 2024-07-22 | 2024-07-29 | 2024-09-06 | 20000 | 2000 | Angle Solar | Purchase
UNSEDG-12111 | 86404 | PV (Photovoltaic) | 13.2 | 18987 | Residential | Non-Incentive | 3 - Installed | 2024-07-22 | 2024-07-30 | 2024-10-04 | 51471 | 10294.2 | ESMAY ELECTRIC, INC. | Purchase
UNSEDG-12112 | 86406 | PV (Photovoltaic) | 4.2 | 7902 | Residential | Non-Incentive | 3 - Installed | 2024-07-22 | 2024-07-30 | 2024-09-30 | 12480 | 2496 | HAVASU SOLAR | Purchase
UNSEDG-12114 | 86403 | PV (Photovoltaic) | 6.213 | 10325 | Residential | Non-Incentive | 3 - Installed | 2024-07-22 | 2024-07-30 | 2024-09-30 | 19881.6 | 3976.32 | ESMAY ELECTRIC, INC. | Purchase
UNSEDG-12121 | 86401 | PV (Photovoltaic) | 9.6 | 15873 | Residential | Non-Incentive | 3 - Installed | 2024-07-23 | 2024-07-30 | 2024-10-01 | 57249.36 | 2000 | Our World Energy | Lease
UNSEDG-12124 | 86409 | PV (Photovoltaic) | 4.8 | 8914 | Residential | Non-Incentive | 3 - Installed | 2024-07-24 | 2024-07-30 | 2024-10-03 | 34869.6 | 2000 | Our World Energy | Lease
UNSEDG-12125 | 86404 | PV (Photovoltaic) | 12.47 | 22900 | Residential | Non-Incentive | 3 - Installed | 2024-07-24 | 2024-07-30 | 2024-09-06 | 32441 | 6488.2 | HAVASU SOLAR | Lease
UNSEDG-12127 | 86404 | PV (Photovoltaic) | 11.6 | 19325 | Residential | Non-Incentive | 3 - Installed | 2024-07-24 | 2024-08-08 | 2024-09-12 | 75181.68 | 2000 | Our World Energy | Lease
UNSEDG-12128 | 86409 | PV (Photovoltaic) | 14.7 | 28456 | Residential | Non-Incentive | 3 - Installed | 2024-07-24 | 2024-07-30 | 2024-10-01 | 41160 | 8232 | HAVASU SOLAR | Lease
UNSEDG-12132 | 86406 | PV (Photovoltaic) | 9.89 | 17782 | Residential | Non-Incentive | 3 - Installed | 2024-07-24 | 2024-08-07 | 2024-10-01 | 25725 | 5145 | HAVASU SOLAR | Lease
UNSEDG-12139 | 86404 | PV (Photovoltaic) | 22.68 | 37261 | Residential | Non-Incentive | 3 - Installed | 2024-07-25 | 2024-08-08 | 2024-10-04 | 54695 | 10939 | HAVASU SOLAR | Purchase
UNSEDG-12140 | 86404 | PV (Photovoltaic) | 6.4 | 11163 | Residential | Non-Incentive | 3 - Installed | 2024-07-25 | 2024-08-08 | 2024-10-04 | 42435.84 | 2000 | Our World Energy | Lease
UNSEDG-12145 | 85648 | PV (Photovoltaic) | 9.6 | 14391 | Residential | Non-Incentive | 3 - Installed | 2024-07-26 | 2024-08-09 | 2024-10-11 | 52770.6 | 2000 | Our World Energy | Lease
UNSEDG-12150 | 86401 | PV (Photovoltaic) | 9.6 | 17342 | Residential | Non-Incentive | 3 - Installed | 2024-07-26 | 2024-08-09 | 2024-09-19 | 67116.48 | 2000 | Our World Energy | Lease
UNSEDG-12180 | 86404 | PV (Photovoltaic) | 11.165 | 21109 | Residential | Non-Incentive | 3 - Installed | 2024-07-31 | 2024-08-13 | 2024-09-09 | 29000 | 10000 | MOHAVE SOLAR | Purchase
UNSEDG-12181 | 86404 | PV (Photovoltaic) | 10 | 17829 | Residential | Non-Incentive | 3 - Installed | 2024-07-31 | 2024-08-13 | 2024-09-26 | 56805 | 2000 | Our World Energy | Lease
UNSEDG-12189 | 86406 | PV (Photovoltaic) | 6.45 | 11879 | Residential | Non-Incentive | 3 - Installed | 2024-08-01 | 2024-08-13 | 2024-09-26 | 17240.7 | 3448.14 | HAVASU SOLAR | Lease
UNSEDG-12192 | 86406 | PV (Photovoltaic) | 6.88 | 11199 | Residential | Non-Incentive | 3 - Installed | 2024-08-01 | 2024-08-13 | 2024-10-07 | 19365 | 3873 | HAVASU SOLAR | Lease
UNSEDG-12193 | 85648 | PV (Photovoltaic) | 9.2 | 15069 | Residential | Non-Incentive | 3 - Installed | 2024-08-01 | 2024-08-13 | 2024-10-04 | 53509.8 | 2000 | Our World Energy | Lease
UNSEDG-12212 | 86440 | PV (Photovoltaic) | 7.6 | 12229 | Residential | Non-Incentive | 3 - Installed | 2024-08-04 | 2024-09-09 | 2024-09-27 | 51516.24 | 2000 | Our World Energy | Lease
UNSEDG-12219 | 86403 | PV (Photovoltaic) | 14.62 | 26807 | Residential | Non-Incentive | 3 - Installed | 2024-08-06 | 2024-08-13 | 2024-10-07 | 40272 | 8054.4 | HAVASU SOLAR | Lease
UNSEDG-12229 | 85648 | PV (Photovoltaic) | 6.15 | 10727 | Residential | Non-Incentive | 3 - Installed | 2024-08-08 | 2024-09-12 | 2024-10-11 | 15928.5 | 7380 | REVOLVE SOLUTIONS | Lease
UNSEDG-12316 | 86406 | PV (Photovoltaic) | 14.245 | 26932 | Residential | Non-Incentive | 3 - Installed | 2024-08-20 | 2024-09-03 | 2024-10-11 | 37000 | 10000 | MOHAVE SOLAR | Purchase
UNSEDG-12279 | 86409 | PV (Photovoltaic) | 6.32 | 12186 | Residential | Non-Incentive | 3 - Installed | 2024-08-15 | 2024-08-30 | 2024-09-27 | 18000 | 2000 | Angle Solar | Purchase
UNSEDG-12278 | 86401 | PV (Photovoltaic) | 7.11 | 13710 | Residential | Non-Incentive | 3 - Installed | 2024-08-15 | 2024-08-30 | 2024-09-20 | 20000 | 2000 | Angle Solar | Purchase
UNSEDG-12289 | 85648 | PV (Photovoltaic) | 11.34 | 20411 | Residential | Non-Incentive | 3 - Installed | 2024-08-16 | 2024-08-30 | 2024-10-07 | 47509.59 | 3314 | SUNHUT SOLAR LLC | Purchase
UNSEDG-12296 | 86409 | PV (Photovoltaic) | 8.6 | 16193 | Residential | Non-Incentive | 3 - Installed | 2024-08-16 | 2024-09-03 | 2024-10-11 | 44527 | 8905.4 | HAVASU SOLAR | Purchase
UNSEDG-12488 | 86401 | PV (Photovoltaic) | 7.11 | 13953 | Residential | Non-Incentive | 3 - Installed | 2024-09-10 | 2024-09-23 | 2024-10-11 | 22000 | 2000 | Angle Solar | Purchase

## IN PROCESS
Arizona Goes Solar: Applications In Process Data | [12 empty] | Date of Upload: | 2023-12-07
This data is for informational purposes only, is not intended to be relied upon and is only current through the date noted in the file. UES disclaims any warranty of accuracy or completeness.
ID # | Zip Code of Installation | Technology | System Size - Capacity | System Size - Energy Generation | Premise Type | Program Name | Current Application Status | Application Date | Reservation Date | Installation Date | Total Cost of System | Incentive Offered | Name of installer | Ownership Type
Unique ID from Utility System | Zipcode | Options: PV - Solar Panels SWH - Solar Water Heaters SD - Solar Daylighting SSH - Solar Space Heating SSC - Solar Space Cooling SPH - Solar Pool Heating | kW= DC Watts | kWh | Residential Non-Residential | UFI - Up Front Incentive PBI - Performance Based Incentive Non-Incentive | Options: 2 - Reserved 3 - Installed | Date Application received | Date Application was approved for interconnection | Date of system start-up | Total cost as reflected in customer documentation provided to UES. Cost may be updated as customer moves through process | Amount of incentive provided by utility. | As provided to UES | Options: Purchased Leased
UNSEDG-04943 | 85621 | PV (Photovoltaic) | 3.9 | 6667 | Residential | Non-Incentive | 2 - Reserved | 2021-03-03 | 2021-03-11 |  | 27320 | Generation | DH Remodel Services | Purchase
UNSEDG-04947 | 85648 | PV (Photovoltaic) | 7.41 | 12369 | Residential | Non-Incentive | 2 - Reserved | 2021-03-05 | 2021-03-11 |  | 33150 | Generation | DH Remodel Services | Purchase
UNSEDG-05041 | 85621 | PV (Photovoltaic) | 5.07 | 8430 | Residential | Non-Incentive | 2 - Reserved | 2021-04-22 | 2021-04-26 |  | 23322 | Generation | DH Remodel Services | Purchase
UNSEDG-05524 | 86401 | PV (Photovoltaic) | 10.35 | 19109 | Residential | Non-Incentive | 2 - Reserved | 2021-09-07 | 2021-09-21 |  | 55500 | Generation | Freedom Forever | Purchase
UNSEDG-05559 | 85648 | PV (Photovoltaic) | 8.19 | 14464 | Residential | Non-Incentive | 2 - Reserved | 2021-09-15 | 2022-02-03 |  | 34000 | Generation | DH Remodel Services | Purchase
UNSEDG-05566 | 85621 | PV (Photovoltaic) | 20.28 | 24933 | Residential | Non-Incentive | 2 - Reserved | 2021-09-16 |  |  | 82134 | Generation | DH Remodel Services | Purchase
UNSEDG-05740 | 85648 | PV (Photovoltaic) | 3.9 | 6967 | Residential | Non-Incentive | 2 - Reserved | 2021-10-20 |  |  | 18330 | Generation | DH Remodel Services | Purchase
UNSEDG-06067 | 86406 | PV (Photovoltaic) | 13.536 | 23422 | Residential | Non-Incentive | 2 - Reserved | 2022-01-05 | 2022-11-08 |  | 119104.15 | Generation and Energy Storage | Tesla Energy Operations, Inc. | Purchase
UNSEDG-06324 | 86404 | PV (Photovoltaic) | 5.6 | 10035 | Residential | Non-Incentive | 2 - Reserved | 2022-02-18 | 2022-03-14 |  | 23330.09 | Generation | Our World Energy | Purchase
UNSEDG-06313 | 86441 | PV (Photovoltaic) | 2.64 | 4386 | Residential | Non-Incentive | 2 - Reserved | 2022-02-16 | 2022-03-11 |  | 11001 | Generation | Freedom Forever | Purchase
UNSEDG-06441 | 85621 | PV (Photovoltaic) | 4.4 | 52 | Residential | Non-Incentive | 2 - Reserved | 2022-03-16 | 2022-04-05 |  | 62100 | Generation | Big Star Builders | Purchase
UNSEDG-06430 | 86440 | PV (Photovoltaic) | 18 | 32962 | Residential | Non-Incentive | 2 - Reserved | 2022-03-14 | 2022-05-25 |  | 74683.72 | Generation | Our World Energy | Purchase
UNSEDG-06522 | 85648 | PV (Photovoltaic) | 16.06 | 29395 | Residential | Non-Incentive | 2 - Reserved | 2022-03-28 |  |  | 93315.75 | Generation | Freedom Forever | Purchase
UNSEDG-06784 | 85648 | PV (Photovoltaic) | 6.24 | 10707 | Residential | Non-Incentive | 2 - Reserved | 2022-04-29 |  |  | 31200 | Generation | DH Remodel Services | Purchase
UNSEDG-07270 | 86409 | PV (Photovoltaic) | 10 | 16740 | Residential | Non-Incentive | 2 - Reserved | 2022-06-29 | 2022-06-30 |  | 45700 | Generation | Our World Energy | Purchase
UNSEDG-07459 | 86441 | PV (Photovoltaic) | 11.48 | 139 | Residential | Non-Incentive | 2 - Reserved | 2022-07-27 | 2022-08-05 |  | 62425 | Generation | Big Star Builders | Purchase
UNSEDG-07492 | 86406 | PV (Photovoltaic) | 12.41 | 20818 | Residential | Non-Incentive | 2 - Reserved | 2022-08-01 | 2022-08-02 |  | 74871.71 | Generation | Southwest Electric, Inc. | Purchase
UNSEDG-07531 | 86413 | PV (Photovoltaic) | 6.4 | 11723 | Residential | Non-Incentive | 2 - Reserved | 2022-08-07 | 2022-09-29 |  | 30871 | Generation | Elevation Solar | Purchase
UNSEDG-07793 | 85648 | PV (Photovoltaic) | 8.8 | 16110 | Residential | Non-Incentive | 2 - Reserved | 2022-09-08 | 2022-10-18 |  | 41346 | Generation | Our World Energy | Purchase
UNSEDG-07610 | 86404 | PV (Photovoltaic) | 7.6 | 14099 | Residential | Non-Incentive | 2 - Reserved | 2022-08-17 |  |  | 37771 | Generation | Elevation Solar , LLC | Purchase
UNSEDG-07835 | 85621 | PV (Photovoltaic) | 4.8 | 8962 | Residential | Non-Incentive | 2 - Reserved | 2022-09-13 | 2022-11-16 |  | 27003.59 | Generation | TITAN SOLAR POWER | Purchase
UNSEDG-07722 | 86406 | PV (Photovoltaic) | 17.775 | 30847 | Residential | Non-Incentive | 2 - Reserved | 2022-08-30 |  |  | 55580.22 | Generation | Powur, PBC | Purchase
UNSEDG-07760 | 86404 | PV (Photovoltaic) | 9.6 | 16451 | Residential | Non-Incentive | 2 - Reserved | 2022-09-02 | 2022-09-20 |  | 39086 | Generation | Elevation Solar | Purchase
UNSEDG-08026 | 86401 | PV (Photovoltaic) | 4.94 | 9634 | Residential | Non-Incentive | 2 - Reserved | 2022-09-29 | 2022-10-28 |  | 17800 | Generation | ANGLE SOLAR | Purchase
UNSEDG-07858 | 85621 | PV (Photovoltaic) | 17.775 | 30663 | Residential | Non-Incentive | 2 - Reserved | 2022-09-14 | 2022-11-16 |  | 112234 | Generation and Energy Storage | Icon Power | Purchase
UNSEDG-07859 | 86409 | PV (Photovoltaic) | 8 | 13714 | Residential | Non-Incentive | 2 - Reserved | 2022-09-14 | 2022-11-08 |  | 52500 | Generation and Energy Storage | TITAN SOLAR POWER | Purchase
UNSEDG-07906 | 86404 | PV (Photovoltaic) | 6.8 | 11820 | Residential | Non-Incentive | 2 - Reserved | 2022-09-19 | 2022-11-08 |  | 32639 | Generation | Elevation Solar | Purchase
UNSEDG-08056 | 85621 | PV (Photovoltaic) | 4.8 | 8190 | Residential | Non-Incentive | 2 - Reserved | 2022-09-30 | 2022-11-08 |  | 69900 | Generation | Our World Energy | Purchase
UNSEDG-08011 | 86406 | PV (Photovoltaic) | 12.8 | 22458 | Residential | Non-Incentive | 2 - Reserved | 2022-09-28 | 2022-11-09 |  | 54857 | Generation | Elevation Solar | Purchase
UNSEDG-08050 | 85621 | PV (Photovoltaic) | 4.8 | 8725 | Residential | Non-Incentive | 2 - Reserved | 2022-09-29 | 2022-10-28 |  | 24820 | Generation | TITAN SOLAR POWER | Purchase
UNSEDG-08168 | 85621 | PV (Photovoltaic) | 7.2 | 13023 | Residential | Non-Incentive | 2 - Reserved | 2022-10-07 | 2022-10-27 |  | 43054.66 | Generation | TITAN SOLAR POWER | Purchase
UNSEDG-08590 | 85621 | PV (Photovoltaic) | 3.2 | 5486 | Non-Residential | Non-Incentive | 2 - Reserved | 2023-02-02 | 2023-02-14 |  | 19155.25 | Generation | TITAN SOLAR POWER | Purchase
UNSEDG-08096 | 85648 | PV (Photovoltaic) | 12.64 | 24196 | Residential | Non-Incentive | 2 - Reserved | 2022-09-30 | 2022-11-16 |  | 59185 | Generation | Icon Power | Purchase
UNSEDG-08290 | 86406 | PV (Photovoltaic) | 6.3 | 10916 | Residential | Non-Incentive | 2 - Reserved | 2022-11-04 | 2022-11-09 |  | 43523 | Generation | OUR WORLD ENERY | Purchase
UNSEDG-08208 | 86406 | PV (Photovoltaic) | 11.7 | 20056 | Residential | Non-Incentive | 2 - Reserved | 2022-10-14 | 2022-10-28 |  | 46500 | Generation | Our World Energy | Purchase
UNSEDG-08212 | 86413 | PV (Photovoltaic) | 6 | 11968 | Residential | Non-Incentive | 2 - Reserved | 2022-10-17 | 2022-10-28 |  | 25960 | Generation | ICON PWOER | Purchase
UNSEDG-08273 | 85648 | PV (Photovoltaic) | 12 | 20984 | Residential | Non-Incentive | 2 - Reserved | 2022-11-02 | 2022-11-09 |  | 36112.1 | Generation | TITAN SOLAR POWER | Purchase
UNSEDG-08289 | 85648 | PV (Photovoltaic) | 6.8 | 12722 | Residential | Non-Incentive | 2 - Reserved | 2022-11-04 |  |  | 28863 | Generation | Independent SOlar | Purchase
UNSEDG-08401 | 85648 | PV (Photovoltaic) | 2.46 | 29 | Residential | Non-Incentive | 2 - Reserved | 2022-11-30 | 2022-12-16 |  | 26950 | Generation | Big Star Builders | Purchase
UNSEDG-08361 | 85621 | PV (Photovoltaic) | 5.46 | 8635 | Residential | Non-Incentive | 2 - Reserved | 2022-11-16 | 2022-12-20 |  | 43600 | Generation | Erus Energy | Purchase
UNSEDG-08379 | 85621 | PV (Photovoltaic) | 5.07 | 9112 | Residential | Non-Incentive | 2 - Reserved | 2022-11-22 | 2022-12-20 |  | 20280 | Generation | Erus Energy | Purchase
UNSEDG-08394 | 85648 | PV (Photovoltaic) | 8.19 | 14620 | Residential | Non-Incentive | 2 - Reserved | 2022-11-29 | 2023-01-05 |  | 48350.5 | Generation | Erus Energy | Purchase
UNSEDG-08438 | 86403 | PV (Photovoltaic) | 11.6 | 21174 | Residential | Non-Incentive | 2 - Reserved | 2022-12-08 | 2022-12-21 |  | 66602.41 | Generation | TITAN SOLAR POWER | Purchase
UNSEDG-08445 | 86406 | PV (Photovoltaic) | 14.4 | 25145 | Residential | Non-Incentive | 2 - Reserved | 2022-12-09 | 2023-01-30 |  | 61793 | Generation | Our World Energy | Purchase
UNSEDG-08451 | 86403 | PV (Photovoltaic) | 16.2 | 29241 | Residential | Non-Incentive | 2 - Reserved | 2022-12-13 | 2022-12-22 |  | 45480 | Generation | STREAMLINE SOLAR POWER SYSTEMS LLC | Purchase
UNSEDG-08477 | 86409 | PV (Photovoltaic) | 5.18 | 9196 | Residential | Non-Incentive | 2 - Reserved | 2022-12-22 | 2022-12-30 |  | 27253 | Generation | T&K Elecric | Purchase
UNSEDG-08513 | 86401 | PV (Photovoltaic) | 13.2 | 21543 | Residential | Non-Incentive | 2 - Reserved | 2023-01-04 | 2023-02-06 |  | 67900.73 | Generation | Icon Power | Purchase
UNSEDG-08565 | 86409 | PV (Photovoltaic) | 4.4 | 8530 | Residential | Non-Incentive | 2 - Reserved | 2023-01-25 | 2023-01-30 |  | 29162.63 | Generation | TITAN SOLAR POWER | Purchase
UNSEDG-08539 | 86401 | PV (Photovoltaic) | 9.6 | 17537 | Residential | Non-Incentive | 2 - Reserved | 2023-01-16 | 2023-01-16 |  | 61409.63 | Generation | TITAN SOLAR POWER | Purchase
UNSEDG-08541 | 86406 | PV (Photovoltaic) | 8.55 | 14815 | Residential | Non-Incentive | 2 - Reserved | 2023-01-18 | 2023-01-26 |  | 43523 | Generation | Our World Energy | Purchase
UNSEDG-08550 | 85621 | PV (Photovoltaic) | 5.85 | 9965 | Residential | Non-Incentive | 2 - Reserved | 2023-01-23 | 2023-01-30 |  | 35475 | Generation | Erus Energy | Purchase
UNSEDG-08571 | 86409 | PV (Photovoltaic) | 15.6 | 30384 | Residential | Non-Incentive | 2 - Reserved | 2023-01-26 | 2023-01-31 |  | 58637 | Generation | TITAN SOLAR POWER | Purchase
UNSEDG-08602 | 86403 | PV (Photovoltaic) | 10.14 | 17868 | Residential | Non-Incentive | 2 - Reserved | 2023-02-08 | 2023-02-08 |  | 53571 | Generation | Our World Energy | Lease
UNSEDG-08666 | 86406 | PV (Photovoltaic) | 13.65 | 23331 | Residential | Non-Incentive | 2 - Reserved | 2023-02-22 | 2023-03-06 |  | 83787.36 | Generation | Our World Energy | Lease
UNSEDG-08623 | 85648 | PV (Photovoltaic) | 11.2 | 21070 | Residential | Non-Incentive | 2 - Reserved | 2023-02-14 | 2023-03-07 |  | 48815.39 | Generation | Southwest Electric, Inc. | Purchase
UNSEDG-08655 | 86440 | PV (Photovoltaic) | 9.6 | 16432 | Residential | Non-Incentive | 2 - Reserved | 2023-02-21 | 2023-03-24 |  | 52550 | Generation | TITAN SOLAR POWER | Purchase
UNSEDG-08734 | 86401 | PV (Photovoltaic) | 10.8 | 19528 | Residential | Non-Incentive | 2 - Reserved | 2023-03-06 | 2023-03-13 |  | 46826 | Generation | Our World Energy | Purchase
UNSEDG-08724 | 86409 | PV (Photovoltaic) | 6.75 | 12144 | Residential | Non-Incentive | 2 - Reserved | 2023-03-05 | 2023-03-09 |  | 27631.58 | Generation | Our World Energy | Purchase
UNSEDG-08893 | 85621 | PV (Photovoltaic) | 6 | 10523 | Residential | Non-Incentive | 2 - Reserved | 2023-03-29 | 2023-04-03 |  | 45638.6 | Generation | INDEPENDENT SOLAR | Purchase
UNSEDG-08826 | 85621 | PV (Photovoltaic) | 3.6 | 5865 | Residential | Non-Incentive | 2 - Reserved | 2023-03-20 | 2023-03-29 |  | 30377.2 | Generation | INDEPENDENT SOLAR | Purchase
UNSEDG-08827 | 85621 | PV (Photovoltaic) | 5.6 | 9832 | Residential | Non-Incentive | 2 - Reserved | 2023-03-20 | 2023-03-29 |  | 40314.4 | Generation | INDEPENDENT SOLAR | Purchase
UNSEDG-08828 | 85621 | PV (Photovoltaic) | 4 | 6489 | Residential | Non-Incentive | 2 - Reserved | 2023-03-20 | 2023-03-29 |  | 47807.2 | Generation | INDEPENDENT SOLAR | Purchase
UNSEDG-08837 | 85621 | PV (Photovoltaic) | 7.6 | 12493 | Residential | Non-Incentive | 2 - Reserved | 2023-03-21 | 2023-03-29 |  | 51385.6 | Generation | INDEPENDENT SOLAR | Purchase
UNSEDG-08815 | 86413 | PV (Photovoltaic) | 9.9 | 16409 | Residential | Non-Incentive | 2 - Reserved | 2023-03-17 | 2023-03-24 |  | 50000 | Generation | Our World Energy | Purchase
UNSEDG-08838 | 86401 | PV (Photovoltaic) | 5.07 | 9267 | Residential | Non-Incentive | 2 - Reserved | 2023-03-21 | 2023-03-28 |  | 40705 | Generation | Our World Energy | Purchase
UNSEDG-08836 | 85621 | PV (Photovoltaic) | 3.2 | 5236 | Residential | Non-Incentive | 2 - Reserved | 2023-03-21 | 2023-03-29 |  | 22904 | Generation | INDEPENDENT SOLAR | Purchase
UNSEDG-08852 | 86409 | PV (Photovoltaic) | 10.53 | 18274 | Residential | Non-Incentive | 2 - Reserved | 2023-03-23 | 2023-03-28 |  | 55800 | Generation | Our World Energy | Lease
UNSEDG-08856 | 86401 | PV (Photovoltaic) | 5.4 | 10192 | Residential | Non-Incentive | 2 - Reserved | 2023-03-23 | 2023-04-03 |  | 24224.95 | Generation | Our World Energy | Purchase
UNSEDG-08866 | 86441 | PV (Photovoltaic) | 5.925 | 8402 | Residential | Non-Incentive | 2 - Reserved | 2023-03-25 |  |  | 18652 | Generation | Self | Purchase
UNSEDG-08870 | 86401 | PV (Photovoltaic) | 9 | 14078 | Residential | Non-Incentive | 2 - Reserved | 2023-03-27 | 2023-03-30 |  | 40089.09 | Generation | Our World Energy | Purchase
UNSEDG-08877 | 85646 | PV (Photovoltaic) | 8.1 | 14602 | Residential | Non-Incentive | 2 - Reserved | 2023-03-28 | 2023-03-29 |  | 31565 | Generation | Our World Energy | Purchase
UNSEDG-08879 | 86401 | PV (Photovoltaic) | 11.88 | 20418 | Residential | Non-Incentive | 2 - Reserved | 2023-03-28 | 2023-03-30 |  | 36000 | Generation | Sunup America | Purchase
UNSEDG-08910 | 86404 | PV (Photovoltaic) | 8.19 | 14491 | Residential | Non-Incentive | 2 - Reserved | 2023-03-30 | 2023-03-31 |  | 36770.36 | Generation | Icon Power | Purchase
UNSEDG-08912 | 86409 | PV (Photovoltaic) | 9.36 | 15932 | Residential | Non-Incentive | 2 - Reserved | 2023-03-30 | 2023-04-03 |  | 55200 | Generation | Our World Energy | Lease
UNSEDG-08919 | 86409 | PV (Photovoltaic) | 6.75 | 11571 | Residential | Non-Incentive | 2 - Reserved | 2023-03-31 | 2023-04-03 |  | 36861 | Generation | Our World Energy | Purchase
UNSEDG-09265 | 85621 | PV (Photovoltaic) | 4 | 5786 | Residential | Non-Incentive | 2 - Reserved | 2023-06-16 |  |  | 5000 | Generation | Self-Install | Purchase
UNSEDG-09557 | 85648 | PV (Photovoltaic) | 4 | 7040 | Residential | Non-Incentive | 2 - Reserved | 2023-08-15 | 2023-08-30 |  | 26620.3 | Generation | Erus Energy | Purchase
UNSEDG-09697 | 85648 | PV (Photovoltaic) | 5.1 | 8463 | Residential | Non-Incentive | 2 - Reserved | 2023-08-31 |  |  | 13056 | Generation | Tesla Energy Operations, Inc. | Purchase
UNSEDG-09682 | 86403 | PV (Photovoltaic) | 7.92 | 12731 | Residential | Non-Incentive | 2 - Reserved | 2023-08-29 | 2023-10-03 |  | 55594.07 | Generation | RDX Power, LLC | Purchase
UNSEDG-09714 | 86406 | PV (Photovoltaic) | 12.3 | 22583 | Residential | Non-Incentive | 2 - Reserved | 2023-08-31 | 2023-10-09 |  | 16900 | Generation and Energy Storage | Owner-Builder | Purchase
UNSEDG-09810 | 86403 | PV (Photovoltaic) | 24.705 | 41870 | Residential | Non-Incentive | 2 - Reserved | 2023-09-14 |  |  | 62912.5 | Generation | LGCY Power | Purchase
UNSEDG-09896 | 86413 | PV (Photovoltaic) | 8.1 | 14223 | Residential | Non-Incentive | 2 - Reserved | 2023-09-26 | 2023-09-29 |  | 54785.4 | Generation | Our World Energy | Lease
UNSEDG-09955 | 86403 | PV (Photovoltaic) | 27.47 | 52858 | Residential | Non-Incentive | 2 - Reserved | 2023-09-28 | 2024-07-26 |  | 63463 | Generation | NB Baker Electric AZ LLC dba Streamline Solar | Purchase
UNSEDG-10041 | 85646 | PV (Photovoltaic) | 59.4 | 107345 | Non-Residential | Non-Incentive | 2 - Reserved | 2023-10-06 | 2024-01-03 |  | 182952 | Generation | SOLAR GAIN INC | Purchase
UNSEDG-10123 | 85621 | PV (Photovoltaic) | 4.05 | 6649 | Residential | Non-Incentive | 2 - Reserved | 2023-10-26 |  |  | 19444.44 | Generation | Erus Energy | Purchase
UNSEDG-10449 | 85621 | PV (Photovoltaic) | 6.32 | 11089 | Residential | Non-Incentive | 2 - Reserved | 2023-12-01 | 2023-12-21 |  | 28839 | Generation | Sunup America | Purchase
UNSEDG-10464 | 86409 | PV (Photovoltaic) | 6.29 | 12264 | Residential | Non-Incentive | 2 - Reserved | 2023-12-04 | 2024-02-06 |  | 16000 | Generation and Energy Storage | sunup america | Purchase
UNSEDG-10504 | 86404 | PV (Photovoltaic) | 14.025 | 23713 | Residential | Non-Incentive | 2 - Reserved | 2023-12-07 | 2023-12-14 |  | 85071.6 | Generation | Our World Energy | Lease
UNSEDG-10605 | 86444 | PV (Photovoltaic) | 4.74 | 8519 | Residential | Non-Incentive | 2 - Reserved | 2023-12-18 | 2023-12-20 |  | 39131 | Generation | sunup america | Purchase
UNSEDG-10613 | 86409 | PV (Photovoltaic) | 4.25 | 7412 | Residential | Non-Incentive | 2 - Reserved | 2023-12-19 | 2023-12-20 |  | 30176.88 | Generation | Our World Energy | Lease
UNSEDG-10625 | 86406 | PV (Photovoltaic) | 18.225 | 30090 | Residential | Non-Incentive | 2 - Reserved | 2023-12-20 | 2024-01-25 |  | 47546.25 | Generation | ML Installations AZ LLC | Purchase
UNSEDG-10656 | 85648 | PV (Photovoltaic) | 6.97 | 10703 | Residential | Non-Incentive | 2 - Reserved | 2023-12-26 | 2024-01-09 |  | 34850 | Generation | RDX Power, LLC | Lease
UNSEDG-10648 | 85621 | PV (Photovoltaic) | 8.97 | 14880 | Non-Residential | Non-Incentive | 2 - Reserved | 2023-12-22 |  |  | 0 | Generation | self install | Purchase
UNSEDG-10672 | 86406 | PV (Photovoltaic) | 16.94 | 28817 | Residential | Non-Incentive | 2 - Reserved | 2023-12-28 | 2024-01-02 |  | 97559.44 | Generation | Freedom Forever INC | Lease
UNSEDG-10746 | 86409 | PV (Photovoltaic) | 9.345 | 15819 | Residential | Non-Incentive | 2 - Reserved | 2024-01-09 |  |  | 39928.91 | Generation | On Point Solar Power | Purchase
UNSEDG-10896 | 85648 | PV (Photovoltaic) | 6.075 | 11283 | Residential | Non-Incentive | 2 - Reserved | 2024-01-25 | 2024-03-07 |  | 15500 | Generation | solar solution az | Purchase
UNSEDG-10842 | 86409 | PV (Photovoltaic) | 40.375 | 69871 | Non-Residential | Non-Incentive | 2 - Reserved | 2024-01-19 | 2024-04-11 |  | 118175 | Generation | Our World Energy | Purchase
UNSEDG-10859 | 86409 | PV (Photovoltaic) | 10.92 | 18067 | Residential | Non-Incentive | 2 - Reserved | 2024-01-22 |  |  | 67926.12 | Generation | On Point Solar Power | Purchase
UNSEDG-10916 | 85648 | PV (Photovoltaic) | 6.4 | 10725 | Residential | Non-Incentive | 2 - Reserved | 2024-01-26 | 2024-02-23 |  | 22660.87 | Generation | TELT Ventures LLC dba 1Solar | Lease
UNSEDG-10952 | 85621 | PV (Photovoltaic) | 8 | 13407 | Residential | Non-Incentive | 2 - Reserved | 2024-01-31 | 2024-02-23 |  | 18500 | Generation | TELT Ventures LLC dba 1Solar | Lease
UNSEDG-10976 | 86403 | PV (Photovoltaic) | 104.8 | 196475 | Non-Residential | Non-Incentive | 2 - Reserved | 2024-02-02 | 2024-03-20 |  | 248901 | Generation | HAVASU SOLAR | Purchase
UNSEDG-11032 | 86406 | PV (Photovoltaic) | 8.2 | 12442 | Residential | Non-Incentive | 2 - Reserved | 2024-02-09 | 2024-03-07 |  | 24969.79 | Generation | HAVASU SOLAR | Purchase
UNSEDG-11046 | 86429 | PV (Photovoltaic) | 14.8 | 24274 | Residential | Non-Incentive | 2 - Reserved | 2024-02-12 | 2024-02-21 |  | 67941.85 | Generation | Our World Energy | Purchase
UNSEDG-11051 | 85621 | PV (Photovoltaic) | 6.4 | 10724 | Residential | Non-Incentive | 2 - Reserved | 2024-02-13 | 2024-02-20 |  | 40185 | Generation | Our World Energy | Lease
UNSEDG-11257 | 86403 | PV (Photovoltaic) | 154.98 | 264651 | Non-Residential | Non-Incentive | 2 - Reserved | 2024-03-11 | 2024-06-07 |  | 642400 | Generation | HAVASU SOLAR | Purchase
UNSEDG-11087 | 86429 | PV (Photovoltaic) | 36.125 | 59800 | Residential | Non-Incentive | 2 - Reserved | 2024-02-16 | 2024-06-28 |  | 260608.08 | Generation | Our World Energy | Lease
UNSEDG-11256 | 86403 | PV (Photovoltaic) | 137.34 | 229546 | Non-Residential | Non-Incentive | 2 - Reserved | 2024-03-11 | 2024-08-06 |  | 642400 | Generation | HAVASU SOLAR | Purchase
UNSEDG-11118 | 86404 | PV (Photovoltaic) | 5.775 | 10260 | Residential | Non-Incentive | 2 - Reserved | 2024-02-21 | 2024-02-28 |  | 35994.28 | Generation | Freedom Forever | Lease
UNSEDG-11132 | 86413 | PV (Photovoltaic) | 15.2 | 27649 | Residential | Non-Incentive | 2 - Reserved | 2024-02-22 | 2024-03-01 |  | 85456.8 | Generation | Our World Energy | Lease
UNSEDG-11138 | 86409 | PV (Photovoltaic) | 3.4 | 5662 | Residential | Non-Incentive | 2 - Reserved | 2024-02-26 |  |  | 11700 | Generation | Our World Energy | Purchase
UNSEDG-11150 | 86413 | PV (Photovoltaic) | 11.76 | 22141 | Residential | Non-Incentive | 2 - Reserved | 2024-02-27 |  |  | 30190.05 | Generation | HAVASU SOLAR | Lease
UNSEDG-11227 | 85621 |  | 492.25 | 873116 | Non-Residential | Non-Incentive | 2 - Reserved | 2024-03-07 | 2024-06-06 |  | 1096352 | Generation | Solar Gain Inc. | Purchase
UNSEDG-11156 | 86409 | PV (Photovoltaic) | 4.25 | 8249 | Residential | Non-Incentive | 2 - Reserved | 2024-02-28 | 2024-03-06 |  | 30532.56 | Generation | Our World Energy | Lease
UNSEDG-11165 | 85646 | PV (Photovoltaic) | 3.08 | 5451 | Residential | Non-Incentive | 2 - Reserved | 2024-02-29 | 2024-03-06 |  | 55834 | Generation | Freedom Forever | Lease
UNSEDG-11203 | 86401 | PV (Photovoltaic) | 10.4 | 19462 | Residential | Non-Incentive | 2 - Reserved | 2024-03-05 | 2024-03-21 |  | 65187 | Generation | Our World Energy | Lease
UNSEDG-11231 | 85648 | PV (Photovoltaic) | 13.2 | 19696 | Residential | Non-Incentive | 2 - Reserved | 2024-03-07 | 2024-03-19 |  | 83436.12 | Generation | Our World Energy | Lease
UNSEDG-11243 | 86406 | PV (Photovoltaic) | 19.74 | 36044 | Residential | Non-Incentive | 2 - Reserved | 2024-03-08 | 2024-06-14 |  | 53692.8 | Generation | HAVASU SOLAR | Lease
UNSEDG-11235 | 86409 | PV (Photovoltaic) | 8 | 13653 | Residential | Non-Incentive | 2 - Reserved | 2024-03-07 | 2024-03-19 |  | 40114 | Generation | Sunup America | Purchase
UNSEDG-11258 | 85621 | PV (Photovoltaic) | 6.545 | 11820 | Residential | Non-Incentive | 2 - Reserved | 2024-03-11 | 2024-03-25 |  | 37189 | Generation | Freedom Forever | Purchase
UNSEDG-11262 | 85648 | PV (Photovoltaic) | 10.66 | 19036 | Residential | Non-Incentive | 2 - Reserved | 2024-03-11 | 2024-04-03 |  | 71904 | Generation | RDX Power | Lease
UNSEDG-11264 | 85648 | PV (Photovoltaic) | 5.74 | 10711 | Residential | Non-Incentive | 2 - Reserved | 2024-03-11 |  |  | 45144.6 | Generation | RDX Power | Lease
UNSEDG-11266 | 86401 | PV (Photovoltaic) | 11.05 | 19430 | Residential | Non-Incentive | 2 - Reserved | 2024-03-11 | 2024-03-25 |  | 63804 | Generation | Our World Energy | Lease
UNSEDG-11268 | 85648 | PV (Photovoltaic) | 5.6 | 9385 | Residential | Non-Incentive | 2 - Reserved | 2024-03-12 |  |  | 12900 | Generation | 1SOLAR | Lease
UNSEDG-11299 | 85621 | PV (Photovoltaic) | 6 | 9734 | Residential | Non-Incentive | 2 - Reserved | 2024-03-14 | 2024-03-26 |  | 42945.6 | Generation | Our World Energy | Lease
UNSEDG-11322 | 85621 | PV (Photovoltaic) | 5.74 | 10221 | Residential | Non-Incentive | 2 - Reserved | 2024-03-18 | 2024-04-09 |  | 17852 | Generation | Better Earth Electric AZ LLC | Lease
UNSEDG-11326 | 85648 | PV (Photovoltaic) | 12.15 | 22397 | Residential | Non-Incentive | 2 - Reserved | 2024-03-18 | 2024-04-08 |  | 58842 | Generation | LGCY INSTALLATION SERVICES, LLC | Purchase
UNSEDG-11335 | 85648 | PV (Photovoltaic) | 13.6 | 22180 | Residential | Non-Incentive | 2 - Reserved | 2024-03-19 | 2024-03-28 |  | 103309.56 | Generation | Our World Energy | Lease
UNSEDG-11416 | 85621 | PV (Photovoltaic) | 136.4 | 238913 | Non-Residential | Non-Incentive | 2 - Reserved | 2024-04-02 | 2024-09-19 |  | 371144 | Generation | Solar Gain INC | Purchase
UNSEDG-11361 | 85621 | PV (Photovoltaic) | 8 | 13078 | Residential | Non-Incentive | 2 - Reserved | 2024-03-25 | 2024-05-06 |  | 51960.36 | Generation | Our World Energy | Lease
UNSEDG-11368 | 85621 | PV (Photovoltaic) | 16.81 | 30411 | Residential | Non-Incentive | 2 - Reserved | 2024-03-25 | 2024-04-09 |  | 50095 | Generation | Better Earth Electric AZ LLC | Lease
UNSEDG-11370 | 86409 | PV (Photovoltaic) | 4 | 6922 | Residential | Non-Incentive | 2 - Reserved | 2024-03-25 | 2024-04-03 |  | 26773.43 | Generation | Vantage Solar LLC | Purchase
UNSEDG-11371 | 86401 | PV (Photovoltaic) | 10.8 | 17767 | Residential | Non-Incentive | 2 - Reserved | 2024-03-26 | 2024-04-03 |  | 45539.4 | Generation | Our World Energy | Purchase
UNSEDG-11374 | 85648 | PV (Photovoltaic) | 7.29 | 13571 | Residential | Non-Incentive | 2 - Reserved | 2024-03-26 | 2024-05-22 |  | 23984.1 | Generation | LGCY Installation Services, LLC | Lease
UNSEDG-11382 | 86409 | PV (Photovoltaic) | 8.925 | 15933 | Residential | Non-Incentive | 2 - Reserved | 2024-03-28 | 2024-04-03 |  | 75167.52 | Generation | Our World Energy | Lease
UNSEDG-11381 | 86409 | PV (Photovoltaic) | 8 | 13307 | Residential | Non-Incentive | 2 - Reserved | 2024-03-28 | 2024-04-03 |  | 49902.12 | Generation | Our World Energy | Lease
UNSEDG-11388 | 86409 | PV (Photovoltaic) | 6.8 | 12461 | Residential | Non-Incentive | 2 - Reserved | 2024-03-28 | 2024-04-04 |  | 54463.8 | Generation | Our World Energy | Lease
UNSEDG-11392 | 85648 | PV (Photovoltaic) | 2.835 | 5206 | Residential | Non-Incentive | 2 - Reserved | 2024-03-28 | 2024-04-08 |  | 11651.85 | Generation | LGCY Installation Services, LLC | Lease
UNSEDG-11571 | 85648 |  | 7.225 | 13216 | Residential | Non-Incentive | 2 - Reserved | 2024-04-29 | 2024-05-16 |  | 53156.4 | Generation | Our World Energy | Lease
UNSEDG-11396 | 85648 | PV (Photovoltaic) | 5.95 | 9015 | Residential | Non-Incentive | 2 - Reserved | 2024-03-29 | 2024-04-04 |  | 33774.92 | Generation | Our World Energy | Lease
UNSEDG-11397 | 86406 | PV (Photovoltaic) | 9.2 | 15469 | Residential | Non-Incentive | 2 - Reserved | 2024-03-29 | 2024-04-04 |  | 59985.48 | Generation | Our World Energy | Lease
UNSEDG-11410 | 86401 | PV (Photovoltaic) | 6 | 9810 | Residential | Non-Incentive | 2 - Reserved | 2024-04-02 | 2024-04-03 |  | 36936.48 | Generation | Our World Energy | Lease
UNSEDG-11405 | 85621 | PV (Photovoltaic) | 10.73 | 19584 | Residential | Non-Incentive | 2 - Reserved | 2024-04-01 | 2024-04-09 |  | 35862.08 | Generation | VECTOR ENERGY LLC DBA FUSION POWER CO | Lease
UNSEDG-11414 | 85648 | PV (Photovoltaic) | 4.92 | 9203 | Residential | Non-Incentive | 2 - Reserved | 2024-04-02 | 2024-04-16 |  | 36386.92 | Generation | Better Earth Electric Inc. | Lease
UNSEDG-11417 | 85621 | PV (Photovoltaic) | 208.45 | 365404 | Non-Residential | Non-Incentive | 2 - Reserved | 2024-04-02 | 2024-09-19 |  | 567192 | Generation | Solar Gain Inc. | Purchase
UNSEDG-11434 | 85648 | PV (Photovoltaic) | 12 | 20472 | Residential | Non-Incentive | 2 - Reserved | 2024-04-04 | 2024-04-29 |  | 51150 | Generation | Solar Topps LLC | Purchase
UNSEDG-11443 | 85621 | PV (Photovoltaic) | 5.53 | 10209 | Residential | Non-Incentive | 2 - Reserved | 2024-04-06 | 2024-04-15 |  | 20527.47 | Generation | VECTOR ENERGY LLC DBA FUSION POWER CO | Lease
UNSEDG-11468 | 86404 |  | 11.48 | 21407 | Residential | Non-Incentive | 2 - Reserved | 2024-04-11 | 2024-05-29 |  | 41530.25 | Generation | HAVASU SOLAR | Lease
UNSEDG-11445 | 85621 | PV (Photovoltaic) | 7.2 | 12416 | Residential | Non-Incentive | 2 - Reserved | 2024-04-08 | 2024-04-24 |  | 33038.16 | Generation | Vantage Solar LLC | Purchase
UNSEDG-11447 | 85648 | PV (Photovoltaic) | 10.125 | 17992 | Residential | Non-Incentive | 2 - Reserved | 2024-04-09 | 2024-05-17 |  | 23800 | Generation | Tesla Energy Operations, Inc. | Purchase
UNSEDG-11451 | 86404 | PV (Photovoltaic) | 14.45 | 25544 | Residential | Non-Incentive | 2 - Reserved | 2024-04-09 | 2024-04-15 |  | 70842 | Generation | Our World Energy | Lease
UNSEDG-11458 | 86406 | PV (Photovoltaic) | 17.82 | 23473 | Residential | Non-Incentive | 2 - Reserved | 2024-04-10 | 2024-05-08 |  | 47190.21 | Generation | Powur PBC | Purchase
UNSEDG-11472 | 85261 | PV (Photovoltaic) | 4 | 7166 | Residential | Non-Incentive | 2 - Reserved | 2024-04-12 | 2024-04-29 |  | 35405.72 | Generation | 1Solar | Lease
UNSEDG-11456 | 86413 | PV (Photovoltaic) | 4.8 | 8958 | Residential | Non-Incentive | 2 - Reserved | 2024-04-10 | 2024-04-16 |  | 23859.75 | Generation | Our World Energy | Purchase
UNSEDG-11464 | 86413 | PV (Photovoltaic) | 10 | 16826 | Residential | Non-Incentive | 2 - Reserved | 2024-04-10 | 2024-05-21 |  | 89652.12 | Generation | On Point Solar Power | Lease
UNSEDG-11478 | 86409 | PV (Photovoltaic) | 17 | 30025 | Residential | Non-Incentive | 2 - Reserved | 2024-04-15 | 2024-08-29 |  | 106256.16 | Generation | Our World Energy | Lease
UNSEDG-11482 | 86413 | PV (Photovoltaic) | 5.1 | 8584 | Residential | Non-Incentive | 2 - Reserved | 2024-04-16 | 2024-04-29 |  | 29699.04 | Generation | Our World Energy | Lease
UNSEDG-11493 | 86413 | PV (Photovoltaic) | 12.75 | 21394 | Residential | Non-Incentive | 2 - Reserved | 2024-04-16 |  |  | 78611.76 | Generation | Our World Energy | Lease
UNSEDG-11505 | 86413 | PV (Photovoltaic) | 19.125 | 31849 | Residential | Non-Incentive | 2 - Reserved | 2024-04-17 | 2024-08-06 |  | 125663.88 | Generation | Our World Energy | Lease
UNSEDG-11507 | 86409 | PV (Photovoltaic) | 9.775 | 16766 | Residential | Non-Incentive | 2 - Reserved | 2024-04-17 | 2024-05-07 |  | 62219.88 | Generation | Our World Energy | Lease
UNSEDG-11538 | 86409 | PV (Photovoltaic) | 5.04 | 9781 | Residential | Non-Incentive | 2 - Reserved | 2024-04-22 | 2024-05-17 |  | 13860 | Generation | Titan Solar Power, Inc. | Purchase
UNSEDG-11526 | 85648 | PV (Photovoltaic) | 4.51 | 8385 | Residential | Non-Incentive | 2 - Reserved | 2024-04-21 | 2024-05-06 |  | 24666 | Generation | Solar Up Today | Lease
UNSEDG-11521 | 86413 | PV (Photovoltaic) | 13.6 | 22576 | Residential | Non-Incentive | 2 - Reserved | 2024-04-19 | 2024-10-02 |  | 92914.08 | Generation | Our World Energy | Lease
UNSEDG-11535 | 86413 | PV (Photovoltaic) | 19.975 | 18855 | Residential | Non-Incentive | 2 - Reserved | 2024-04-22 |  |  | 139652.52 | Generation | Our World Energy | Lease
UNSEDG-11537 | 86413 | PV (Photovoltaic) | 13.6 | 21489 | Residential | Non-Incentive | 2 - Reserved | 2024-04-22 | 2024-05-06 |  | 87381.24 | Generation | Our World Energy | Lease
UNSEDG-11601 | 85648 | PV (Photovoltaic) | 10.27 | 16331 | Residential | Non-Incentive | 2 - Reserved | 2024-05-03 |  |  | 15000 | Generation | Self install | Purchase
UNSEDG-11540 | 86413 | PV (Photovoltaic) | 10.625 | 17779 | Residential | Non-Incentive | 2 - Reserved | 2024-04-23 | 2024-05-07 |  | 66276.12 | Generation | Our World Energy | Lease
UNSEDG-11553 | 85621 | PV (Photovoltaic) | 7.11 | 13126 | Residential | Non-Incentive | 2 - Reserved | 2024-04-24 | 2024-05-08 |  | 25483.47 | Generation | VECTOR ENERGY LLC DBA FUSION POWER CO | Lease
UNSEDG-11560 | 86403 | PV (Photovoltaic) | 12.18 | 21775 | Residential | Non-Incentive | 2 - Reserved | 2024-04-25 | 2024-05-17 |  | 30989 | Generation | HAVASU SOLAR | Purchase
UNSEDG-11555 | 85646 | PV (Photovoltaic) | 10.8 | 18797 | Residential | Non-Incentive | 2 - Reserved | 2024-04-25 | 2024-05-29 |  | 70597.87 | Generation and Energy Storage | Our World Energy | Purchase
UNSEDG-11556 | 85648 | PV (Photovoltaic) | 11.89 | 21864 | Residential | Non-Incentive | 2 - Reserved | 2024-04-25 | 2024-05-29 |  | 47063.1 | Generation | LGCY INSTALLATION SERVICES, LLC | Lease
UNSEDG-11558 | 86401 | PV (Photovoltaic) | 7.29 | 14026 | Residential | Non-Incentive | 2 - Reserved | 2024-04-25 | 2024-05-17 |  | 29160 | Generation | RDX Power | Purchase
UNSEDG-11574 | 86403 | PV (Photovoltaic) | 20 | 33244 | Residential | Non-Incentive | 2 - Reserved | 2024-04-30 | 2024-05-17 |  | 92277 | Generation | Our World Energy | Lease
UNSEDG-11580 | 86406 |  | 8.61 | 13324 | Residential | Non-Incentive | 2 - Reserved | 2024-04-30 | 2024-05-08 |  | 20000 | Generation | Self Install | Purchase
UNSEDG-11600 | 86406 | PV (Photovoltaic) | 14 | 23415 | Residential | Non-Incentive | 2 - Reserved | 2024-05-02 |  |  | 45000 | Generation | Stephen Griffin Construction | Purchase
UNSEDG-11584 | 86409 | PV (Photovoltaic) | 5.2 | 9952 | Residential | Non-Incentive | 2 - Reserved | 2024-05-01 | 2024-07-01 |  | 37279.04 | Generation | Vantage Solar LLC | Purchase
UNSEDG-11585 | 86406 | PV (Photovoltaic) | 7.98 | 13932 | Residential | Non-Incentive | 2 - Reserved | 2024-05-01 | 2024-05-09 |  | 22234.95 | Generation | HAVASU SOLAR | Lease
UNSEDG-11591 | 86406 | PV (Photovoltaic) | 10.5 | 18262 | Residential | Non-Incentive | 2 - Reserved | 2024-05-01 | 2024-05-17 |  | 23814 | Generation | HAVASU SOLAR | Lease
UNSEDG-11593 | 86406 | PV (Photovoltaic) | 14.7 | 24692 | Residential | Non-Incentive | 2 - Reserved | 2024-05-01 | 2024-05-17 |  | 44107.79 | Generation | HAVASU SOLAR | Lease
UNSEDG-11594 | 85621 | PV (Photovoltaic) | 6.715 | 12710 | Residential | Non-Incentive | 2 - Reserved | 2024-05-01 | 2024-05-17 |  | 24548.21 | Generation | VECTOR ENERGY LLC DBA FUSION POWER CO | Lease
UNSEDG-11612 | 86403 | PV (Photovoltaic) | 5.6 | 10564 | Residential | Non-Incentive | 2 - Reserved | 2024-05-07 | 2024-05-17 |  | 15400 | Generation | MOHAVE SOLAR | Purchase
UNSEDG-11610 | 86406 | PV (Photovoltaic) | 32.34 | 61087 | Residential | Non-Incentive | 2 - Reserved | 2024-05-07 | 2024-09-23 |  | 84000 | Generation | MOHAVE SOLAR | Purchase
UNSEDG-11602 | 86404 | PV (Photovoltaic) | 9.6 | 16977 | Residential | Non-Incentive | 2 - Reserved | 2024-05-03 | 2024-05-30 |  | 58856.64 | Generation | Our World Energy | Lease
UNSEDG-11605 | 85648 | PV (Photovoltaic) | 7.2 | 12500 | Residential | Non-Incentive | 2 - Reserved | 2024-05-06 | 2024-05-22 |  | 49519.2 | Generation | Our World Energy | Lease
UNSEDG-11614 | 85621 | PV (Photovoltaic) | 10.53 | 19467 | Residential | Non-Incentive | 2 - Reserved | 2024-05-07 | 2024-06-04 |  | 50124 | Generation | Better Earth Electric AZ LLC | Lease
UNSEDG-11616 | 86406 | PV (Photovoltaic) | 18.095 | 34180 | Residential | Non-Incentive | 2 - Reserved | 2024-05-07 | 2024-06-03 |  | 56000 | Generation and Energy Storage | MOHAVE SOLAR | Purchase
UNSEDG-11627 | 86401 | PV (Photovoltaic) | 6.8 | 11321 | Residential | Non-Incentive | 2 - Reserved | 2024-05-08 | 2024-05-17 |  | 37782 | Generation | Our World Energy | Lease
UNSEDG-11640 | 86406 | PV (Photovoltaic) | 12.615 | 22101 | Residential | Non-Incentive | 2 - Reserved | 2024-05-09 | 2024-05-22 |  | 38145 | Generation | ESMAY ELECTRIC, INC. | Lease
UNSEDG-11641 | 86404 | PV (Photovoltaic) | 9.775 | 17093 | Residential | Non-Incentive | 2 - Reserved | 2024-05-10 | 2024-05-22 |  | 25806 | Generation | Our World Energy | Purchase
UNSEDG-11642 | 86409 | PV (Photovoltaic) | 4.675 | 7732 | Residential | Non-Incentive | 2 - Reserved | 2024-05-10 |  |  | 28833 | Generation | Our World Energy | Lease
UNSEDG-11645 | 85621 | PV (Photovoltaic) | 5.925 | 11181 | Residential | Non-Incentive | 2 - Reserved | 2024-05-10 | 2024-07-02 |  | 45329.76 | Generation | VECTOR ENERGY LLC DBA FUSION POWER CO | Lease
UNSEDG-11693 | 86403 | PV (Photovoltaic) | 18.5 | 31689 | Residential | Non-Incentive | 2 - Reserved | 2024-05-20 | 2024-06-19 |  | 25000 | Generation | Prometheus Solar | Purchase
UNSEDG-11646 | 86404 | PV (Photovoltaic) | 5.95 | 10020 | Residential | Non-Incentive | 2 - Reserved | 2024-05-13 | 2024-05-30 |  | 27400.33 | Generation | Our World Energy | Purchase
UNSEDG-11648 | 86401 | PV (Photovoltaic) | 5.6 | 9975 | Residential | Non-Incentive | 2 - Reserved | 2024-05-13 | 2024-05-30 |  | 25950 | Generation and Energy Storage | Our World Energy | Purchase
UNSEDG-11649 | 85621 | PV (Photovoltaic) | 6.715 | 12397 | Residential | Non-Incentive | 2 - Reserved | 2024-05-13 |  |  | 53367.48 | Generation | VECTOR ENERGY LLC DBA FUSION POWER CO | Lease
UNSEDG-11851 | 85646 | PV (Photovoltaic) | 17.6 | 31274 | Residential | Non-Incentive | 2 - Reserved | 2024-06-11 | 2024-07-30 |  | 40039 | Generation | SOLAR GAIN INC | Purchase
UNSEDG-11655 | 85621 | PV (Photovoltaic) | 8.88 | 15717 | Residential | Non-Incentive | 2 - Reserved | 2024-05-14 | 2024-05-30 |  | 50700 | Generation | SST Construction LLC | Purchase
UNSEDG-11798 | 86404 | PV (Photovoltaic) | 9.6 | 16205 | Residential | Non-Incentive | 2 - Reserved | 2024-06-03 | 2024-07-02 |  | 37462 | Generation | SAGUARO SOLAR ELECTRIC | Purchase
UNSEDG-11658 | 85621 | PV (Photovoltaic) | 10.25 | 17930 | Residential | Non-Incentive | 2 - Reserved | 2024-05-14 | 2024-05-30 |  | 60987 | Generation and Energy Storage | Solar Pros Electric LLC | Purchase
UNSEDG-11664 | 86406 | PV (Photovoltaic) | 18.9 | 33988 | Residential | Non-Incentive | 2 - Reserved | 2024-05-15 | 2024-06-03 |  | 51975 | Generation | HAVASU SOLAR | Lease
UNSEDG-11663 | 86413 | PV (Photovoltaic) | 8.88 | 16701 | Residential | Non-Incentive | 2 - Reserved | 2024-05-15 | 2024-05-31 |  | 55992 | Generation | VECTOR ENERGY LLC DBA FUSION POWER CO | Lease
UNSEDG-11669 | 86404 | PV (Photovoltaic) | 10.8 | 18182 | Residential | Non-Incentive | 2 - Reserved | 2024-05-16 | 2024-06-03 |  | 66357.72 | Generation | Our World Energy | Lease
UNSEDG-11673 | 86401 | PV (Photovoltaic) | 8.4 | 13972 | Residential | Non-Incentive | 2 - Reserved | 2024-05-16 | 2024-06-03 |  | 48645 | Generation | Our World Energy | Lease
UNSEDG-11677 | 85646 | PV (Photovoltaic) | 34.02 | 61444 | Residential | Non-Incentive | 2 - Reserved | 2024-05-16 | 2024-08-02 |  | 133386.58 | Generation | SOLAR PROS ELECTRIC LLC | Purchase
UNSEDG-11683 | 86403 | PV (Photovoltaic) | 11.2 | 18517 | Residential | Non-Incentive | 2 - Reserved | 2024-05-17 | 2024-06-04 |  | 71700 | Generation | Our World Energy | Lease
UNSEDG-11687 | 86404 | PV (Photovoltaic) | 8 | 14079 | Residential | Non-Incentive | 2 - Reserved | 2024-05-20 | 2024-06-03 |  | 26227.8 | Generation | Simple Solar | Purchase
UNSEDG-11690 | 86413 | PV (Photovoltaic) | 6.375 | 11321 | Residential | Non-Incentive | 2 - Reserved | 2024-05-20 | 2024-06-03 |  | 38680.32 | Generation | Our World Energy | Lease
UNSEDG-11694 | 86404 | PV (Photovoltaic) | 8.5 | 14688 | Residential | Non-Incentive | 2 - Reserved | 2024-05-20 | 2024-06-03 |  | 22440 | Generation | Our World Energy | Purchase
UNSEDG-11702 | 86413 | PV (Photovoltaic) | 15.4 | 29837 | Residential | Non-Incentive | 2 - Reserved | 2024-05-21 | 2024-06-03 |  | 52088 | Generation | Freedom Forever | Lease
UNSEDG-11703 | 86404 | PV (Photovoltaic) | 12.18 | 20759 | Residential | Non-Incentive | 2 - Reserved | 2024-05-21 | 2024-06-03 |  | 45780.17 | Generation | HAVASU SOLAR | Lease
UNSEDG-11743 | 86406 | PV (Photovoltaic) | 5.46 | 9705 | Residential | Non-Incentive | 2 - Reserved | 2024-05-28 | 2024-06-04 |  | 15003.4 | Generation | HAVASU SOLAR | Purchase
UNSEDG-11707 | 86403 | PV (Photovoltaic) | 13.44 | 23964 | Residential | Non-Incentive | 2 - Reserved | 2024-05-21 | 2024-06-03 |  | 47210.1 | Generation | HAVASU SOLAR | Purchase
UNSEDG-11710 | 86401 | PV (Photovoltaic) | 8 | 13783 | Residential | Non-Incentive | 2 - Reserved | 2024-05-22 | 2024-06-03 |  | 37184.39 | Generation | Our World Energy | Purchase
UNSEDG-11714 | 86401 | PV (Photovoltaic) | 4.8 | 8456 | Residential | Non-Incentive | 2 - Reserved | 2024-05-22 | 2024-06-04 |  | 29046 | Generation | Our World Energy | Lease
UNSEDG-11727 | 86413 | PV (Photovoltaic) | 9.43 | 15936 | Residential | Non-Incentive | 2 - Reserved | 2024-05-23 | 2024-07-10 |  | 28762 | Generation | Simple Solar | Purchase
UNSEDG-11744 | 85648 | PV (Photovoltaic) | 8.5 | 14716 | Residential | Non-Incentive | 2 - Reserved | 2024-05-28 | 2024-06-11 |  | 47442.72 | Generation | Our World Energy | Lease
UNSEDG-11747 | 85648 | PV (Photovoltaic) | 15.3 | 29381 | Residential | Non-Incentive | 2 - Reserved | 2024-05-28 |  |  | 88758 | Generation | Our World Energy | Lease
UNSEDG-11749 | 86409 | PV (Photovoltaic) | 6.8 | 11694 | Residential | Non-Incentive | 2 - Reserved | 2024-05-28 | 2024-06-28 |  | 36186.8 | Generation | Vantage Solar LLC | Purchase
UNSEDG-11754 | 86409 | PV (Photovoltaic) | 6.8 | 12956 | Residential | Non-Incentive | 2 - Reserved | 2024-05-29 | 2024-06-11 |  | 47983.92 | Generation | RDX Power LLC | Lease
UNSEDG-11756 | 86409 | PV (Photovoltaic) | 7.2 | 13103 | Residential | Non-Incentive | 2 - Reserved | 2024-05-29 | 2024-06-04 |  | 24111 | Generation | Our World Energy | Lease
UNSEDG-11762 | 86406 | PV (Photovoltaic) | 12.6 | 22928 | Residential | Non-Incentive | 2 - Reserved | 2024-05-30 | 2024-06-04 |  | 42462 | Generation | HAVASU SOLAR | Purchase
UNSEDG-11763 | 86401 | PV (Photovoltaic) | 9.84 | 18665 | Residential | Non-Incentive | 2 - Reserved | 2024-05-30 | 2024-07-02 |  | 47910 | Generation | INTY POWER | Lease
UNSEDG-11777 | 86401 | PV (Photovoltaic) | 37.92 | 68172 | Non-Residential | Non-Incentive | 2 - Reserved | 2024-05-31 | 2024-07-02 |  | 82600 | Generation | Angle Solar | Purchase
UNSEDG-11779 | 86409 | PV (Photovoltaic) | 7.38 | 13456 | Residential | Non-Incentive | 2 - Reserved | 2024-05-31 | 2024-07-02 |  | 39330.96 | Generation | INTY POWER | Lease
UNSEDG-11785 | 85621 | PV (Photovoltaic) | 8.5 | 16067 | Residential | Non-Incentive | 2 - Reserved | 2024-06-01 | 2024-06-17 |  | 52831.68 | Generation | Our World Energy | Lease
UNSEDG-11787 | 86409 | PV (Photovoltaic) | 12.4 | 21056 | Residential | Non-Incentive | 2 - Reserved | 2024-06-02 | 2024-06-17 |  | 75087 | Generation | Our World Energy | Lease
UNSEDG-11789 | 85621 | PV (Photovoltaic) | 4.8 | 8102 | Residential | Non-Incentive | 2 - Reserved | 2024-06-02 | 2024-06-17 |  | 35464.92 | Generation | Our World Energy | Lease
UNSEDG-11793 | 86406 | PV (Photovoltaic) | 20.825 | 33866 | Residential | Non-Incentive | 2 - Reserved | 2024-06-02 | 2024-07-02 |  | 48397 | Generation | DYNAMIC SOLAR AND ELECTRICAL LLC | Purchase
UNSEDG-11797 | 86403 | PV (Photovoltaic) | 6.15 | 11619 | Residential | Non-Incentive | 2 - Reserved | 2024-06-03 | 2024-06-17 |  | 17527.5 | Generation | Simple Solar | Purchase
UNSEDG-11840 | 86404 | PV (Photovoltaic) | 98.8 | 155941 | Non-Residential | Non-Incentive | 2 - Reserved | 2024-06-06 | 2024-09-06 |  | 230630 | Generation | HAVASU SOLAR | Purchase
UNSEDG-11838 | 86409 | PV (Photovoltaic) | 11.9 | 22235 | Residential | Non-Incentive | 2 - Reserved | 2024-06-06 |  |  | 90529.08 | Generation | Our World Energy | Lease
UNSEDG-11811 | 86401 | PV (Photovoltaic) | 4 | 7526 | Residential | Non-Incentive | 2 - Reserved | 2024-06-05 |  |  | 31011.48 | Generation | Our World Energy | Lease
UNSEDG-11812 | 85621 | PV (Photovoltaic) | 5.53 | 10410 | Residential | Non-Incentive | 2 - Reserved | 2024-06-05 | 2024-07-25 |  | 43496.04 | Generation | Fusion Power | Lease
UNSEDG-11817 | 86401 | PV (Photovoltaic) | 8.2 | 14576 | Residential | Non-Incentive | 2 - Reserved | 2024-06-05 | 2024-07-02 |  | 28494 | Generation | Capital Energy LLC | Lease
UNSEDG-11818 | 85648 | PV (Photovoltaic) | 4.92 | 9203 | Residential | Non-Incentive | 2 - Reserved | 2024-06-05 | 2024-06-28 |  | 36454.32 | Generation | Better Earth Electric AZ LLC | Lease
UNSEDG-11826 | 86406 | PV (Photovoltaic) | 12.6 | 24546 | Residential | Non-Incentive | 2 - Reserved | 2024-06-05 | 2024-08-21 |  | 31377.44 | Generation | HAVASU SOLAR | Lease
UNSEDG-11839 | 86403 | PV (Photovoltaic) | 8.4 | 15549 | Residential | Non-Incentive | 2 - Reserved | 2024-06-06 | 2024-06-18 |  | 21000 | Generation | HAVASU SOLAR | Lease
UNSEDG-11846 | 86413 | PV (Photovoltaic) | 13.44 | 22876 | Residential | Non-Incentive | 2 - Reserved | 2024-06-07 | 2024-06-18 |  | 38976 | Generation | HAVASU SOLAR | Lease
UNSEDG-11881 | 86403 | PV (Photovoltaic) | 11.6 | 20983 | Residential | Non-Incentive | 2 - Reserved | 2024-06-14 | 2024-07-22 |  | 50000 | Generation and Energy Storage | Our World Energy | Purchase
UNSEDG-11855 | 86401 | PV (Photovoltaic) | 8 | 12968 | Residential | Non-Incentive | 2 - Reserved | 2024-06-11 | 2024-07-01 |  | 71847.72 | Generation and Energy Storage | Our World Energy | Lease
UNSEDG-11850 | 86404 | PV (Photovoltaic) | 16.4 | 25645 | Residential | Non-Incentive | 2 - Reserved | 2024-06-10 | 2024-06-18 |  | 42120 | Generation | ESMAY ELECTRIC, INC. | Purchase
UNSEDG-11938 | 86406 | PV (Photovoltaic) | 11.55 | 21836 | Residential | Non-Incentive | 2 - Reserved | 2024-06-25 | 2024-07-25 |  | 30000 | Generation | MOHAVE SOLAR | Purchase
UNSEDG-11862 | 86401 | PV (Photovoltaic) | 6.8 | 13047 | Residential | Non-Incentive | 2 - Reserved | 2024-06-13 |  |  | 44439 | Generation | Our World Energy | Lease
UNSEDG-11871 | 85621 | PV (Photovoltaic) | 7.9 | 14974 | Residential | Non-Incentive | 2 - Reserved | 2024-06-14 | 2024-07-23 |  | 68766.36 | Generation | Vector Energy, LLC | Lease
UNSEDG-11882 | 86401 | PV (Photovoltaic) | 6.4 | 11479 | Residential | Non-Incentive | 2 - Reserved | 2024-06-17 | 2024-08-13 |  | 40767 | Generation | Our World Energy | Lease
UNSEDG-11883 | 86413 | PV (Photovoltaic) | 15.99 | 26659 | Residential | Non-Incentive | 2 - Reserved | 2024-06-17 | 2024-07-02 |  | 89910 | Generation | Solarships Installation Services LLC | Lease
UNSEDG-11886 | 86413 | PV (Photovoltaic) | 15.2 | 28897 | Residential | Non-Incentive | 2 - Reserved | 2024-06-17 | 2024-07-01 |  | 30000 | Generation | Owner Builder | Purchase
UNSEDG-11895 | 86413 | PV (Photovoltaic) | 9.6 | 18081 | Residential | Non-Incentive | 2 - Reserved | 2024-06-20 |  |  | 59106 | Generation | Our World Energy | Lease
UNSEDG-11896 | 85621 | PV (Photovoltaic) | 7.6 | 13057 | Residential | Non-Incentive | 2 - Reserved | 2024-06-20 | 2024-07-10 |  | 47817 | Generation | Our World Energy | Lease
UNSEDG-11897 | 86401 | PV (Photovoltaic) | 6.4 | 10411 | Residential | Non-Incentive | 2 - Reserved | 2024-06-21 | 2024-06-26 |  | 63461.16 | Generation and Energy Storage | Our World Energy | Lease
UNSEDG-11901 | 86404 | PV (Photovoltaic) | 13.44 | 25543 | Residential | Non-Incentive | 2 - Reserved | 2024-06-21 | 2024-06-26 |  | 40051.2 | Generation | HAVASU SOLAR | Lease
UNSEDG-11900 | 86413 | PV (Photovoltaic) | 7.2 | 13141 | Residential | Non-Incentive | 2 - Reserved | 2024-06-21 | 2024-07-10 |  | 51557.04 | Generation | Our World Energy | Lease
UNSEDG-11909 | 86413 | PV (Photovoltaic) | 14.4 | 23889 | Residential | Non-Incentive | 2 - Reserved | 2024-06-23 | 2024-07-31 |  | 103710.12 | Generation and Energy Storage | Our World Energy | Lease
UNSEDG-11912 | 86401 | PV (Photovoltaic) | 6.8 | 13161 | Residential | Non-Incentive | 2 - Reserved | 2024-06-24 | 2024-07-30 |  | 34788 | Generation | Our World Energy | Lease
UNSEDG-11925 | 85621 | PV (Photovoltaic) | 3.16 | 5704 | Residential | Non-Incentive | 2 - Reserved | 2024-06-24 | 2024-07-25 |  | 25734.27 | Generation | Vector Energy, LLC | Lease
UNSEDG-11913 | 86406 | PV (Photovoltaic) | 15.01 | 26714 | Residential | Non-Incentive | 2 - Reserved | 2024-06-24 | 2024-07-08 |  | 38809 | Generation | NB Baker Electric AZ LLC dba Streamline Solar | Purchase
UNSEDG-11917 | 86404 | PV (Photovoltaic) | 8.925 | 15806 | Residential | Non-Incentive | 2 - Reserved | 2024-06-24 | 2024-07-08 |  | 22621 | Generation | NB Baker Electric AZ LLC dba Streamline Solar | Purchase
UNSEDG-11924 | 86413 | PV (Photovoltaic) | 8.61 | 14070 | Residential | Non-Incentive | 2 - Reserved | 2024-06-24 | 2024-07-25 |  | 718475.94 | Generation and Energy Storage | LGCY INSTALLATION SERVICES LLC | Purchase
UNSEDG-11927 | 86409 | PV (Photovoltaic) | 6.885 | 13162 | Residential | Non-Incentive | 2 - Reserved | 2024-06-24 | 2024-07-22 |  | 32562.65 | Generation | INTY POWER | Purchase
UNSEDG-11936 | 86438 | PV (Photovoltaic) | 16.94 | 29480 | Residential | Non-Incentive | 2 - Reserved | 2024-06-25 | 2024-08-21 |  | 110613.88 | Generation | Freedom Forever | Lease
UNSEDG-11942 | 86403 | PV (Photovoltaic) | 11.85 | 17821 | Residential | Non-Incentive | 2 - Reserved | 2024-06-26 |  |  | 17000 | Generation and Energy Storage | Phoenix Energy Products dba PEP Solar | Purchase
UNSEDG-11949 | 86403 | PV (Photovoltaic) | 18.095 | 34210 | Residential | Non-Incentive | 2 - Reserved | 2024-06-26 | 2024-07-25 |  | 49761 | Generation | MOHAVE SOLAR | Purchase
UNSEDG-11954 | 86401 | PV (Photovoltaic) | 10.4 | 17352 | Residential | Non-Incentive | 2 - Reserved | 2024-06-27 | 2024-07-25 |  | 61302.6 | Generation | Our World Energy | Lease
UNSEDG-11955 | 86401 | PV (Photovoltaic) | 8 | 13253 | Residential | Non-Incentive | 2 - Reserved | 2024-06-27 | 2024-07-25 |  | 45948 | Generation | Our World Energy | Lease
UNSEDG-11961 | 86406 | PV (Photovoltaic) | 18.9 | 34171 | Residential | Non-Incentive | 2 - Reserved | 2024-06-27 | 2024-07-09 |  | 52127.1 | Generation | HAVASU SOLAR | Lease
UNSEDG-11966 | 85648 | PV (Photovoltaic) | 6.8 | 11806 | Residential | Non-Incentive | 2 - Reserved | 2024-06-28 | 2024-07-09 |  | 41289.48 | Generation | Our World Energy | Lease
UNSEDG-11968 | 86401 | PV (Photovoltaic) | 9.6 | 15716 | Residential | Non-Incentive | 2 - Reserved | 2024-06-28 | 2024-07-25 |  | 59493.12 | Generation | Our World Energy | Lease
UNSEDG-11969 | 85648 | PV (Photovoltaic) | 8 | 14474 | Residential | Non-Incentive | 2 - Reserved | 2024-06-28 | 2024-07-30 |  | 70288.44 | Generation and Energy Storage | Our World Energy | Lease
UNSEDG-12083 | 86401 | PV (Photovoltaic) | 7.9 | 14952 | Residential | Non-Incentive | 2 - Reserved | 2024-07-18 | 2024-07-29 |  | 30704.4 | Generation | Vector Energy, LLC | Purchase
UNSEDG-11974 | 86401 | PV (Photovoltaic) | 8.61 | 16781 | Residential | Non-Incentive | 2 - Reserved | 2024-06-28 | 2024-08-02 |  | 12500 | Generation | platinum electric inc | Purchase
UNSEDG-11977 | 86401 | PV (Photovoltaic) | 7.6 | 14615 | Residential | Non-Incentive | 2 - Reserved | 2024-06-29 | 2024-07-31 |  | 49110.12 | Generation | Our World Energy | Lease
UNSEDG-11975 | 86409 | PV (Photovoltaic) | 4 | 6525 | Residential | Non-Incentive | 2 - Reserved | 2024-06-29 | 2024-07-22 |  | 24457.92 | Generation | Our World Energy | Lease
UNSEDG-11984 | 86409 | PV (Photovoltaic) | 7.6 | 12812 | Residential | Non-Incentive | 2 - Reserved | 2024-07-01 | 2024-07-22 |  | 62529.96 | Generation | Our World Energy | Lease
UNSEDG-11985 | 85621 | PV (Photovoltaic) | 15.8 | 29949 | Residential | Non-Incentive | 2 - Reserved | 2024-07-01 | 2024-08-08 |  | 98560.92 | Generation | VECTOR ENERGY LLC DBA FUSION POWER CO | Lease
UNSEDG-12026 | 85646 | PV (Photovoltaic) | 12.18 | 21565 | Residential | Non-Incentive | 2 - Reserved | 2024-07-08 | 2024-07-29 |  | 36540 | Generation | SAGUARO SOLAR ELECTRIC | Purchase
UNSEDG-11988 | 86406 | PV (Photovoltaic) | 13.6 | 23663 | Residential | Non-Incentive | 2 - Reserved | 2024-07-02 | 2024-07-22 |  | 33412 | Generation | NB Baker Electric AZ LLC dba Streamline Solar | Purchase
UNSEDG-11992 | 86413 | PV (Photovoltaic) | 10.4 | 17363 | Residential | Non-Incentive | 2 - Reserved | 2024-07-02 | 2024-08-08 |  | 86308.92 | Generation and Energy Storage | Our World Energy | Lease
UNSEDG-11993 | 86406 | PV (Photovoltaic) | 14.28 | 27606 | Residential | Non-Incentive | 2 - Reserved | 2024-07-02 | 2024-07-22 |  | 51248 | Generation | HAVASU SOLAR | Purchase
UNSEDG-11994 | 86404 | PV (Photovoltaic) | 10.92 | 20101 | Residential | Non-Incentive | 2 - Reserved | 2024-07-02 | 2024-07-22 |  | 34481.22 | Generation | HAVASU SOLAR | Lease
UNSEDG-11997 | 86409 | PV (Photovoltaic) | 4 | 7329 | Residential | Non-Incentive | 2 - Reserved | 2024-07-03 | 2024-07-22 |  | 26183.04 | Generation | Our World Energy | Lease
UNSEDG-12000 | 86401 | PV (Photovoltaic) | 11.2 | 18548 | Residential | Non-Incentive | 2 - Reserved | 2024-07-03 | 2024-07-22 |  | 50618.75 | Generation | Our World Energy | Purchase
UNSEDG-12001 | 86409 | PV (Photovoltaic) | 7.2 | 12393 | Residential | Non-Incentive | 2 - Reserved | 2024-07-03 | 2024-07-22 |  | 54906.96 | Generation | Our World Energy | Lease
UNSEDG-12009 | 86401 | PV (Photovoltaic) | 22 | 40136 | Residential | Non-Incentive | 2 - Reserved | 2024-07-04 | 2024-08-15 |  | 88000 | Generation | Our World Energy | Purchase
UNSEDG-12012 | 85648 | PV (Photovoltaic) | 11.2 | 19051 | Residential | Non-Incentive | 2 - Reserved | 2024-07-05 | 2024-08-08 |  | 103094.52 | Generation and Energy Storage | Our World Energy | Lease
UNSEDG-12013 | 86401 | PV (Photovoltaic) | 6.8 | 12550 | Residential | Non-Incentive | 2 - Reserved | 2024-07-05 | 2024-07-22 |  | 22999.94 | Generation | Our World Energy | Purchase
UNSEDG-12086 | 85621 | PV (Photovoltaic) | 14.7 | 26324 | Residential | Non-Incentive | 2 - Reserved | 2024-07-18 | 2024-09-17 |  | 43689.6 | Generation | SAGUARO SOLAR ELECTRIC | Purchase
UNSEDG-12020 | 86401 | PV (Photovoltaic) | 11.9 | 18400 | Residential | Non-Incentive | 2 - Reserved | 2024-07-08 | 2024-07-22 |  | 26674 | Generation | Wise Electric, Inc. | Purchase
UNSEDG-12029 | 85648 | PV (Photovoltaic) | 9.6 | 15016 | Residential | Non-Incentive | 2 - Reserved | 2024-07-09 | 2024-08-08 |  | 78816.6 | Generation | Our World Energy | Lease
UNSEDG-12024 | 86413 | PV (Photovoltaic) | 14 | 23132 | Residential | Non-Incentive | 2 - Reserved | 2024-07-08 | 2024-08-08 |  | 115350.48 | Generation and Energy Storage | Our World Energy | Lease
UNSEDG-12025 | 85648 | PV (Photovoltaic) | 10.8 | 18341 | Residential | Non-Incentive | 2 - Reserved | 2024-07-08 | 2024-08-08 |  | 86539.68 | Generation and Energy Storage | Our World Energy | Lease
UNSEDG-12027 | 86404 | PV (Photovoltaic) | 12.3 | 22124 | Residential | Non-Incentive | 2 - Reserved | 2024-07-08 | 2024-07-30 |  | 35000 | Generation and Energy Storage | OWNER/BUILDER | Purchase
UNSEDG-12031 | 86401 | PV (Photovoltaic) | 13.6 | 19104 | Residential | Non-Incentive | 2 - Reserved | 2024-07-09 | 2024-07-25 |  | 58751.16 | Generation | Our World Energy | Lease
UNSEDG-12032 | 86401 | PV (Photovoltaic) | 8.8 | 14676 | Residential | Non-Incentive | 2 - Reserved | 2024-07-09 | 2024-07-25 |  | 57540.6 | Generation | Our World Energy | Lease
UNSEDG-12052 | 86406 | PV (Photovoltaic) | 7.56 | 13843 | Residential | Non-Incentive | 2 - Reserved | 2024-07-12 |  |  | 17121 | Generation | CHASING SOLAR LLC | Purchase
UNSEDG-12034 | 85621 | PV (Photovoltaic) | 6.97 | 12076 | Residential | Non-Incentive | 2 - Reserved | 2024-07-09 | 2024-08-08 |  | 45107.04 | Generation | Inty Power | Lease
UNSEDG-12035 | 86404 | PV (Photovoltaic) | 13.02 | 24069 | Residential | Non-Incentive | 2 - Reserved | 2024-07-09 | 2024-07-25 |  | 36559.97 | Generation | HAVASU SOLAR | Lease
UNSEDG-12036 | 86409 | PV (Photovoltaic) | 8.4 | 14084 | Residential | Non-Incentive | 2 - Reserved | 2024-07-10 | 2024-07-25 |  | 58342.8 | Generation | Our World Energy | Lease
UNSEDG-12038 | 86409 | PV (Photovoltaic) | 7.6 | 13176 | Residential | Non-Incentive | 2 - Reserved | 2024-07-10 | 2024-07-25 |  | 50700 | Generation and Energy Storage | Our World Energy | Lease
UNSEDG-12043 | 86403 | PV (Photovoltaic) | 8.4 | 16305 | Residential | Non-Incentive | 2 - Reserved | 2024-07-11 | 2024-07-25 |  | 21420 | Generation | HAVASU SOLAR | Purchase
UNSEDG-12045 | 85621 | PV (Photovoltaic) | 13.94 | 23101 | Residential | Non-Incentive | 2 - Reserved | 2024-07-11 | 2024-08-15 |  | 31365 | Generation | REVOLVE SOLUTIONS | Purchase
UNSEDG-12049 | 86404 | PV (Photovoltaic) | 17.64 | 31831 | Residential | Non-Incentive | 2 - Reserved | 2024-07-12 | 2024-07-29 |  | 49392 | Generation | HAVASU SOLAR | Lease
UNSEDG-12050 | 86406 | PV (Photovoltaic) | 20.58 | 37616 | Residential | Non-Incentive | 2 - Reserved | 2024-07-12 | 2024-07-29 |  | 59860.23 | Generation | HAVASU SOLAR | Lease
UNSEDG-12053 | 86409 | PV (Photovoltaic) | 6.4 | 11973 | Residential | Non-Incentive | 2 - Reserved | 2024-07-13 | 2024-07-29 |  | 32984.38 | Generation | Our World Energy | Purchase
UNSEDG-12056 | 86406 | PV (Photovoltaic) | 13.92 | 24319 | Residential | Non-Incentive | 2 - Reserved | 2024-07-15 | 2024-07-29 |  | 43368 | Generation | ESMAY ELECTRIC, INC. | Lease
UNSEDG-12059 | 86403 | PV (Photovoltaic) | 12.75 | 22221 | Residential | Non-Incentive | 2 - Reserved | 2024-07-15 | 2024-07-29 |  | 36356 | Generation | NB Baker Electric AZ LLC dba Streamline Solar | Purchase
UNSEDG-12061 | 86404 | PV (Photovoltaic) | 15.405 | 25913 | Residential | Non-Incentive | 2 - Reserved | 2024-07-15 | 2024-07-29 |  | 22344 | Generation | NB Baker Electric AZ LLC dba Streamline Solar | Lease
UNSEDG-12062 | 86413 | PV (Photovoltaic) | 6.8 | 11726 | Residential | Non-Incentive | 2 - Reserved | 2024-07-15 | 2024-07-29 |  | 33575.72 | Generation | Vantage Solar LLC | Purchase
UNSEDG-12120 | 86401 | PV (Photovoltaic) | 5.2 | 9879 | Residential | Non-Incentive | 2 - Reserved | 2024-07-23 | 2024-07-30 |  | 29874 | Generation | Our World Energy | Lease
UNSEDG-12063 | 86409 | PV (Photovoltaic) | 7.6 | 14716 | Residential | Non-Incentive | 2 - Reserved | 2024-07-16 | 2024-07-29 |  | 48952.13 | Generation | Our World Energy | Lease
UNSEDG-12068 | 86406 | PV (Photovoltaic) | 13.44 | 25157 | Residential | Non-Incentive | 2 - Reserved | 2024-07-16 | 2024-07-29 |  | 40320 | Generation | HAVASU SOLAR | Lease
UNSEDG-12069 | 86409 | PV (Photovoltaic) | 8.4 | 15553 | Residential | Non-Incentive | 2 - Reserved | 2024-07-16 | 2024-08-08 |  | 28590 | Generation | Our World Energy | Purchase
UNSEDG-12071 | 86403 | PV (Photovoltaic) | 7.14 | 9044 | Residential | Non-Incentive | 2 - Reserved | 2024-07-16 | 2024-07-29 |  | 21420 | Generation | HAVASU SOLAR | Lease
UNSEDG-12074 | 86404 | PV (Photovoltaic) | 4.86 | 8927 | Residential | Non-Incentive | 2 - Reserved | 2024-07-17 | 2024-08-08 |  | 18162.37 | Generation | RDX POWER | Purchase
UNSEDG-12076 | 85648 | PV (Photovoltaic) | 4 | 7042 | Residential | Non-Incentive | 2 - Reserved | 2024-07-17 | 2024-07-29 |  | 28705.2 | Generation | Our World Energy | Lease
UNSEDG-12078 | 86403 | PV (Photovoltaic) | 11.61 | 22313 | Residential | Non-Incentive | 2 - Reserved | 2024-07-17 | 2024-07-29 |  | 28908.9 | Generation | HAVASU SOLAR | Lease
UNSEDG-12080 | 86409 | PV (Photovoltaic) | 6.8 | 11424 | Residential | Non-Incentive | 2 - Reserved | 2024-07-17 | 2024-07-29 |  | 53145.96 | Generation | Our World Energy | Lease
UNSEDG-12088 | 86404 |  | 10.92 | 21250 | Residential | Non-Incentive | 2 - Reserved | 2024-07-18 | 2024-08-08 |  | 34461.87 | Generation | HAVASU SOLAR | Lease
UNSEDG-12084 | 85648 | PV (Photovoltaic) | 4.4 | 7193 | Residential | Non-Incentive | 2 - Reserved | 2024-07-18 | 2024-09-17 |  | 46534.08 | Generation and Energy Storage | Our World Energy | Lease
UNSEDG-12085 | 85648 | PV (Photovoltaic) | 9.6 | 16038 | Residential | Non-Incentive | 2 - Reserved | 2024-07-18 | 2024-08-08 |  | 66483.12 | Generation | Our World Energy | Lease
UNSEDG-12087 | 86403 | PV (Photovoltaic) | 9.6 | 17054 | Residential | Non-Incentive | 2 - Reserved | 2024-07-18 | 2024-08-09 |  | 71531.76 | Generation | Our World Energy | Lease
UNSEDG-12092 | 86409 | PV (Photovoltaic) | 8 | 13323 | Residential | Non-Incentive | 2 - Reserved | 2024-07-18 | 2024-08-08 |  | 70591.68 | Generation and Energy Storage | Our World Energy | Lease
UNSEDG-12116 | 85648 | PV (Photovoltaic) | 7.02 | 12971 | Residential | Non-Incentive | 2 - Reserved | 2024-07-22 | 2024-07-30 |  | 15865.2 | Generation | SAGUARO SOLAR ELECTRIC | Purchase
UNSEDG-12093 | 86413 | PV (Photovoltaic) | 8 | 13365 | Residential | Non-Incentive | 2 - Reserved | 2024-07-19 | 2024-08-08 |  | 46721.76 | Generation | Our World Energy | Lease
UNSEDG-12094 | 86429 | PV (Photovoltaic) | 10.4 | 15850 | Residential | Non-Incentive | 2 - Reserved | 2024-07-19 | 2024-09-20 |  | 60606.84 | Generation | Our World Energy | Lease
UNSEDG-12096 | 86409 | PV (Photovoltaic) | 8 | 12872 | Residential | Non-Incentive | 2 - Reserved | 2024-07-19 | 2024-09-20 |  | 54572.76 | Generation | Our World Energy | Lease
UNSEDG-12122 | 86409 | PV (Photovoltaic) | 13.2 | 21838 | Residential | Non-Incentive | 2 - Reserved | 2024-07-23 | 2024-08-08 |  | 92142.72 | Generation | Our World Energy | Lease
UNSEDG-12097 | 85648 | PV (Photovoltaic) | 3.6 | 5423 | Residential | Non-Incentive | 2 - Reserved | 2024-07-19 | 2024-08-08 |  | 44895.48 | Generation and Energy Storage | Our World Energy 20809 N 19th Ave | Lease
UNSEDG-12100 | 86409 | PV (Photovoltaic) | 13.2 | 22848 | Residential | Non-Incentive | 2 - Reserved | 2024-07-20 | 2024-07-29 |  | 69900 | Generation | Our World Energy | Lease
UNSEDG-12106 | 86401 | PV (Photovoltaic) | 6.4 | 10986 | Residential | Non-Incentive | 2 - Reserved | 2024-07-22 | 2024-07-29 |  | 47367 | Generation | Our World Energy | Lease
UNSEDG-12113 | 85648 | PV (Photovoltaic) | 13.43 | 22825 | Residential | Non-Incentive | 2 - Reserved | 2024-07-22 | 2024-07-30 |  | 32851.8 | Generation | Freedom Forever | Lease
UNSEDG-12115 | 86404 | PV (Photovoltaic) | 10.66 | 19019 | Residential | Non-Incentive | 2 - Reserved | 2024-07-22 | 2024-07-30 |  | 34947 | Generation | ESMAY ELECTRIC, INC. | Purchase
UNSEDG-12260 | 86404 | PV (Photovoltaic) | 19.25 | 36394 | Residential | Non-Incentive | 2 - Reserved | 2024-08-14 |  |  | 54000 | Generation | MOHAVE SOLAR | Purchase
UNSEDG-12118 | 86409 | PV (Photovoltaic) | 5.6 | 10804 | Residential | Non-Incentive | 2 - Reserved | 2024-07-23 | 2024-08-08 |  | 39535.95 | Generation | Our World Energy | Purchase
UNSEDG-12119 | 86409 | PV (Photovoltaic) | 13.2 | 21981 | Residential | Non-Incentive | 2 - Reserved | 2024-07-23 | 2024-07-30 |  | 79639.56 | Generation | Our World Energy | Lease
UNSEDG-12294 | 85646 | PV (Photovoltaic) | 22.96 | 42829 | Residential | Non-Incentive | 2 - Reserved | 2024-08-16 | 2024-09-25 |  | 77113.45 | Generation | NET ZERO SOLAR LLC | Purchase
UNSEDG-12129 | 86406 | PV (Photovoltaic) | 12.6 | 23416 | Residential | Non-Incentive | 2 - Reserved | 2024-07-24 | 2024-07-30 |  | 33845.14 | Generation | HAVASU SOLAR | Lease
UNSEDG-12141 | 86413 | PV (Photovoltaic) | 10 | 16706 | Residential | Non-Incentive | 2 - Reserved | 2024-07-26 | 2024-09-03 |  | 68719.44 | Generation | Our World Energy | Lease
UNSEDG-12136 | 86413 | PV (Photovoltaic) | 4 | 7163 | Residential | Non-Incentive | 2 - Reserved | 2024-07-25 | 2024-08-08 |  | 25440.36 | Generation | Our World Energy | Lease
UNSEDG-12142 | 86401 | PV (Photovoltaic) | 17.2 | 29083 | Residential | Non-Incentive | 2 - Reserved | 2024-07-26 | 2024-09-12 |  | 111329.28 | Generation | Our World Energy | Lease
UNSEDG-12144 | 86401 | PV (Photovoltaic) | 8 | 14653 | Residential | Non-Incentive | 2 - Reserved | 2024-07-26 | 2024-09-12 |  | 26011.2 | Generation | Icon Power | Purchase
UNSEDG-12147 | 85648 | PV (Photovoltaic) | 13.6 | 24988 | Residential | Non-Incentive | 2 - Reserved | 2024-07-26 | 2024-09-17 |  | 93348 | Generation and Energy Storage | Our World Energy | Lease
UNSEDG-12151 | 86404 | PV (Photovoltaic) | 14.28 | 26982 | Residential | Non-Incentive | 2 - Reserved | 2024-07-26 | 2024-08-09 |  | 41673 | Generation | HAVASU SOLAR | Purchase
UNSEDG-12169 | 86401 | PV (Photovoltaic) | 5.2 | 9628 | Residential | Non-Incentive | 2 - Reserved | 2024-07-29 | 2024-08-13 |  | 62205.24 | Generation | Our World Energy | Lease
UNSEDG-12153 | 86413 | PV (Photovoltaic) | 8 | 14673 | Residential | Non-Incentive | 2 - Reserved | 2024-07-27 |  |  | 62448.48 | Generation | Our World Energy | Lease
UNSEDG-12154 | 86406 | PV (Photovoltaic) | 11.2 | 19510 | Residential | Non-Incentive | 2 - Reserved | 2024-07-28 | 2024-08-09 |  | 70627.56 | Generation | Our World Energy | Lease
UNSEDG-12156 | 86426 | PV (Photovoltaic) | 10 | 18274 | Residential | Non-Incentive | 2 - Reserved | 2024-07-28 | 2024-08-13 |  | 79226.4 | Generation | Our World Energy | Lease
UNSEDG-12158 | 86438 | PV (Photovoltaic) | 7.6 | 12497 | Residential | Non-Incentive | 2 - Reserved | 2024-07-28 | 2024-09-17 |  | 48771.6 | Generation | Our World Energy | Lease
UNSEDG-12160 | 86413 | PV (Photovoltaic) | 12.4 | 21714 | Residential | Non-Incentive | 2 - Reserved | 2024-07-28 |  |  | 96155.76 | Generation and Energy Storage | Our World Energy | Lease
UNSEDG-12161 | 86409 | PV (Photovoltaic) | 9.2 | 15539 | Residential | Non-Incentive | 2 - Reserved | 2024-07-28 | 2024-08-09 |  | 61010.76 | Generation | Our World Energy | Lease
UNSEDG-12162 | 86413 | PV (Photovoltaic) | 18 | 31912 | Residential | Non-Incentive | 2 - Reserved | 2024-07-29 | 2024-08-13 |  | 139493.64 | Generation | Our World Energy | Lease
UNSEDG-12165 | 85648 | PV (Photovoltaic) | 9.02 | 15012 | Residential | Non-Incentive | 2 - Reserved | 2024-07-29 | 2024-08-09 |  | 73163.88 | Generation | RDX POWER, LLC | Lease
UNSEDG-12166 | 85648 | PV (Photovoltaic) | 6.15 | 11421 | Residential | Non-Incentive | 2 - Reserved | 2024-07-29 | 2024-09-17 |  | 50497.92 | Generation | RDX POWER, LLC | Lease
UNSEDG-12167 | 85621 | PV (Photovoltaic) | 4.4 | 7660 | Residential | Non-Incentive | 2 - Reserved | 2024-07-29 | 2024-09-17 |  | 1000 | Generation | Robles Electric Solutions | Purchase
UNSEDG-12168 | 86401 | PV (Photovoltaic) | 8.6 | 16914 | Residential | Non-Incentive | 2 - Reserved | 2024-07-29 | 2024-08-09 |  | 22354 | Generation | HAVASU SOLAR | Purchase
UNSEDG-12205 | 85621 | PV (Photovoltaic) | 19.44 | 37140 | Residential | Non-Incentive | 2 - Reserved | 2024-08-02 | 2024-09-25 |  | 95762 | Generation and Energy Storage | Proud Energy Solutions LLC | Purchase
UNSEDG-12216 | 86406 | PV (Photovoltaic) | 25.28 | 41745 | Residential | Non-Incentive | 2 - Reserved | 2024-08-06 | 2024-08-13 |  | 45862.44 | Generation | Freedom Forever | Purchase
UNSEDG-12170 | 86401 | PV (Photovoltaic) | 19.6 | 32030 | Residential | Non-Incentive | 2 - Reserved | 2024-07-30 | 2024-08-13 |  | 120473.52 | Generation | Our World Energy | Lease
UNSEDG-12172 | 86403 | PV (Photovoltaic) | 8.82 | 16806 | Residential | Non-Incentive | 2 - Reserved | 2024-07-30 | 2024-08-13 |  | 37756 | Generation | HAVASU SOLAR | Purchase
UNSEDG-12174 | 86406 | PV (Photovoltaic) | 5.46 | 10399 | Residential | Non-Incentive | 2 - Reserved | 2024-07-30 | 2024-08-13 |  | 15126 | Generation | HAVASU SOLAR | Purchase
UNSEDG-12175 | 86401 | PV (Photovoltaic) | 13.02 | 24298 | Residential | Non-Incentive | 2 - Reserved | 2024-07-30 | 2024-08-13 |  | 32250 | Generation | HAVASU SOLAR | Purchase
UNSEDG-12176 | 86406 | PV (Photovoltaic) | 5.46 | 7407 | Residential | Non-Incentive | 2 - Reserved | 2024-07-30 | 2024-08-13 |  | 16210.72 | Generation | HAVASU SOLAR | Lease
UNSEDG-12177 | 86404 | PV (Photovoltaic) | 9.03 | 16974 | Residential | Non-Incentive | 2 - Reserved | 2024-07-30 | 2024-09-03 |  | 26187 | Generation | HAVASU SOLAR | Lease
UNSEDG-12178 | 86403 | PV (Photovoltaic) | 6.88 | 9882 | Residential | Non-Incentive | 2 - Reserved | 2024-07-30 | 2024-08-13 |  | 22704 | Generation | HAVASU SOLAR | Purchase
UNSEDG-12183 | 86404 | PV (Photovoltaic) | 17.2 | 28058 | Residential | Non-Incentive | 2 - Reserved | 2024-07-31 | 2024-09-17 |  | 87237 | Generation and Energy Storage | Our World Energy | Lease
UNSEDG-12182 | 86401 | PV (Photovoltaic) | 6.88 | 13413 | Residential | Non-Incentive | 2 - Reserved | 2024-07-31 | 2024-08-13 |  | 20200 | Generation | HAVASU SOLAR | Lease
UNSEDG-12184 | 86404 | PV (Photovoltaic) | 10.32 | 19242 | Residential | Non-Incentive | 2 - Reserved | 2024-07-31 | 2024-08-13 |  | 26832 | Generation | HAVASU SOLAR | Lease
UNSEDG-12186 | 86406 | PV (Photovoltaic) | 10.32 | 19572 | Residential | Non-Incentive | 2 - Reserved | 2024-07-31 | 2024-08-13 |  | 30234.1 | Generation | HAVASU SOLAR | Lease
UNSEDG-12188 | 86413 | PV (Photovoltaic) | 15.48 | 30272 | Residential | Non-Incentive | 2 - Reserved | 2024-08-01 | 2024-08-30 |  | 42986.24 | Generation | HAVASU SOLAR | Lease
UNSEDG-12191 | 85621 | PV (Photovoltaic) | 614.9 | 1111344 | Non-Residential | Non-Incentive | 2 - Reserved | 2024-08-01 |  |  | 1365078 | Generation | Solar Gain Inc. | Purchase
UNSEDG-12196 | 86409 | PV (Photovoltaic) | 4.8 | 8173 | Residential | Non-Incentive | 2 - Reserved | 2024-08-01 | 2024-08-13 |  | 40077.48 | Generation | Our World Energy | Lease
UNSEDG-12198 | 85621 | PV (Photovoltaic) | 10.56 | 19431 | Residential | Non-Incentive | 2 - Reserved | 2024-08-01 | 2024-10-03 |  | 37075 | Generation | SAGUARO SOLAR ELECTRIC | Purchase
UNSEDG-12202 | 85648 | PV (Photovoltaic) | 8.4 | 15506 | Residential | Non-Incentive | 2 - Reserved | 2024-08-02 | 2024-08-13 |  | 25200.01 | Generation | Our World Energy | Purchase
UNSEDG-12203 | 85621 | PV (Photovoltaic) | 17.2 | 29713 | Residential | Non-Incentive | 2 - Reserved | 2024-08-02 | 2024-08-13 |  | 51600 | Generation | Our World Energy | Purchase
UNSEDG-12409 | 85621 | PV (Photovoltaic) | 10.53 | 17983 | Residential | Non-Incentive | 2 - Reserved | 2024-09-02 |  |  | 30000 | Generation and Energy Storage | Proud Energy Solutions LLC | Purchase
UNSEDG-12206 | 85621 | PV (Photovoltaic) | 14.8 | 24613 | Residential | Non-Incentive | 2 - Reserved | 2024-08-02 | 2024-09-25 |  | 91930.92 | Generation | Our World Energy | Lease
UNSEDG-12207 | 86406 | PV (Photovoltaic) | 12.47 | 24094 | Residential | Non-Incentive | 2 - Reserved | 2024-08-02 | 2024-08-30 |  | 39874.78 | Generation | HAVASU SOLAR | Lease
UNSEDG-12210 | 86401 | PV (Photovoltaic) | 4.4 | 8454 | Residential | Non-Incentive | 2 - Reserved | 2024-08-03 | 2024-08-13 |  | 32344.56 | Generation | Our World Energy | Lease
UNSEDG-12218 | 85621 | PV (Photovoltaic) | 7.38 | 12979 | Residential | Non-Incentive | 2 - Reserved | 2024-08-06 | 2024-08-13 |  | 48455.52 | Generation | Inty Power | Lease
UNSEDG-12370 | 86406 | PV (Photovoltaic) | 15.6 | 29498 | Residential | Non-Incentive | 2 - Reserved | 2024-08-28 | 2024-09-11 |  | 40000 | Generation | MOHAVE SOLAR | Purchase
UNSEDG-12372 | 86409 | PV (Photovoltaic) | 7.02 | 13599 | Residential | Non-Incentive | 2 - Reserved | 2024-08-28 | 2024-09-11 |  | 18000 | Generation and Energy Storage | MOHAVE SOLAR | Purchase
UNSEDG-12367 | 86404 | PV (Photovoltaic) | 8.855 | 16741 | Residential | Non-Incentive | 2 - Reserved | 2024-08-28 | 2024-09-11 |  | 23000 | Generation | MOHAVE SOLAR | Purchase
UNSEDG-12220 | 86406 | PV (Photovoltaic) | 9.03 | 17351 | Residential | Non-Incentive | 2 - Reserved | 2024-08-06 | 2024-08-13 |  | 23478 | Generation | HAVASU SOLAR | Lease
UNSEDG-12221 | 85646 | PV (Photovoltaic) | 15.12 | 27115 | Residential | Non-Incentive | 2 - Reserved | 2024-08-07 | 2024-09-16 |  | 44240.27 | Generation | Powur, PBC | Purchase
UNSEDG-12222 | 86409 | PV (Photovoltaic) | 8.4 | 13750 | Residential | Non-Incentive | 2 - Reserved | 2024-08-07 | 2024-10-03 |  | 52788.84 | Generation | Our World Energy | Lease
UNSEDG-12223 | 86409 | PV (Photovoltaic) | 15.2 | 27219 | Residential | Non-Incentive | 2 - Reserved | 2024-08-07 | 2024-08-13 |  | 91890.25 | Generation | Our World Energy | Purchase
UNSEDG-12371 | 86403 | PV (Photovoltaic) | 14.04 | 26548 | Residential | Non-Incentive | 2 - Reserved | 2024-08-28 | 2024-09-11 |  | 35000 | Generation | MOHAVE SOLAR | Purchase
UNSEDG-12225 | 86409 | PV (Photovoltaic) | 15.6 | 26724 | Residential | Non-Incentive | 2 - Reserved | 2024-08-08 | 2024-08-13 |  | 106979.04 | Generation | Our World Energy | Lease
UNSEDG-12224 | 86401 | PV (Photovoltaic) | 11.2 | 18787 | Residential | Non-Incentive | 2 - Reserved | 2024-08-08 | 2024-09-12 |  | 43428.06 | Generation | Icon Power | Purchase
UNSEDG-12366 | 86409 | PV (Photovoltaic) | 11.7 | 22665 | Residential | Non-Incentive | 2 - Reserved | 2024-08-28 | 2024-09-11 |  | 30000 | Generation | MOHAVE SOLAR | Purchase
UNSEDG-12227 | 86403 | PV (Photovoltaic) | 8.6 | 16588 | Residential | Non-Incentive | 2 - Reserved | 2024-08-08 | 2024-08-13 |  | 25800 | Generation | HAVASU SOLAR | Lease
UNSEDG-12228 | 85648 | PV (Photovoltaic) | 4 | 6797 | Residential | Non-Incentive | 2 - Reserved | 2024-08-08 | 2024-10-01 |  | 48957.12 | Generation | Our World Energy | Lease
UNSEDG-12231 | 86406 | PV (Photovoltaic) | 9.03 | 17368 | Residential | Non-Incentive | 2 - Reserved | 2024-08-08 | 2024-09-12 |  | 26187 | Generation | HAVASU SOLAR | Lease
UNSEDG-12242 | 86406 | PV (Photovoltaic) | 16.195 | 29693 | Residential | Non-Incentive | 2 - Reserved | 2024-08-12 |  |  | 89240.8 | Generation | Freedom Forever | Lease
UNSEDG-12235 | 86413 | PV (Photovoltaic) | 5.2 | 8617 | Residential | Non-Incentive | 2 - Reserved | 2024-08-09 | 2024-09-25 |  | 35412.7 | Generation | Our World Energy | Purchase
UNSEDG-12236 | 86404 | PV (Photovoltaic) | 17 | 27997 | Residential | Non-Incentive | 2 - Reserved | 2024-08-09 | 2024-09-09 |  | 49277 | Generation | NB Baker Electric LLC dba Streamline Solar | Purchase
UNSEDG-12365 | 86404 | PV (Photovoltaic) | 24.96 | 47197 | Residential | Non-Incentive | 2 - Reserved | 2024-08-28 |  |  | 64000 | Generation | MOHAVE SOLAR | Purchase
UNSEDG-12237 | 86404 | PV (Photovoltaic) | 19.27 | 32264 | Residential | Non-Incentive | 2 - Reserved | 2024-08-09 | 2024-08-23 |  | 59846.5 | Generation | ESMAY ELECTRIC, INC. | Purchase
UNSEDG-12239 | 86401 | PV (Photovoltaic) | 6.4 | 11594 | Residential | Non-Incentive | 2 - Reserved | 2024-08-11 |  |  | 70578.12 | Generation and Energy Storage | Our World Energy | Lease
UNSEDG-12240 | 86406 | PV (Photovoltaic) | 18.4 | 32895 | Residential | Non-Incentive | 2 - Reserved | 2024-08-11 |  |  | 110619.72 | Generation | Our World Energy | Lease
UNSEDG-12241 | 86403 | PV (Photovoltaic) | 8.8 | 15552 | Residential | Non-Incentive | 2 - Reserved | 2024-08-11 | 2024-09-25 |  | 48613.44 | Generation | Our World Energy | Lease
UNSEDG-12243 | 86406 | PV (Photovoltaic) | 8 | 13144 | Residential | Non-Incentive | 2 - Reserved | 2024-08-12 | 2024-08-23 |  | 21450 | Generation | ESMAY ELECTRIC, INC. | Purchase
UNSEDG-12379 | 86403 | PV (Photovoltaic) | 5.2 | 8770 | Residential | Non-Incentive | 2 - Reserved | 2024-08-28 | 2024-09-11 |  | 20812 | Generation | SAGUARO SOLAR ELECTRIC | Purchase
UNSEDG-12246 | 85648 | PV (Photovoltaic) | 7.79 | 13602 | Residential | Non-Incentive | 2 - Reserved | 2024-08-12 | 2024-09-20 |  | 64972.2 | Generation | RDX POWER LLC | Lease
UNSEDG-12249 | 85648 | PV (Photovoltaic) | 7.38 | 11495 | Residential | Non-Incentive | 2 - Reserved | 2024-08-12 |  |  | 61594.92 | Generation | RDX POWER LLC | Lease
UNSEDG-12248 | 86401 | PV (Photovoltaic) | 12 | 19257 | Residential | Non-Incentive | 2 - Reserved | 2024-08-12 |  |  | 72429.36 | Generation | Our World Energy | Lease
UNSEDG-12251 | 86401 | PV (Photovoltaic) | 6.375 | 9944 | Residential | Non-Incentive | 2 - Reserved | 2024-08-13 | 2024-08-26 |  | 19678.99 | Generation | Solarships Installation Services LLC | Lease
UNSEDG-12252 | 85648 | PV (Photovoltaic) | 10.08 | 17981 | Residential | Non-Incentive | 2 - Reserved | 2024-08-13 | 2024-09-03 |  | 60219.64 | Generation | Southwest Electric Inc | Lease
UNSEDG-12254 | 86409 | PV (Photovoltaic) | 10.8 | 18612 | Residential | Non-Incentive | 2 - Reserved | 2024-08-13 | 2024-09-12 |  | 70911.24 | Generation | Our World Energy | Lease
UNSEDG-12261 | 86409 | PV (Photovoltaic) | 21.45 | 41552 | Residential | Non-Incentive | 2 - Reserved | 2024-08-14 |  |  | 55000 | Generation | MOHAVE SOLAR | Purchase
UNSEDG-12321 | 86403 | PV (Photovoltaic) | 16.38 | 30973 | Residential | Non-Incentive | 2 - Reserved | 2024-08-20 | 2024-09-03 |  | 42000 | Generation | MOHAVE SOLAR | Purchase
UNSEDG-12495 | 86404 | PV (Photovoltaic) | 14.04 | 26548 | Residential | Non-Incentive | 2 - Reserved | 2024-09-11 | 2024-09-30 |  | 35100 | Generation | MOHAVE SOLAR | Purchase
UNSEDG-12263 | 86404 | PV (Photovoltaic) | 14.19 | 26103 | Residential | Non-Incentive | 2 - Reserved | 2024-08-14 | 2024-08-28 |  | 103385 | Generation | HAVASU SOLAR | Purchase
UNSEDG-12264 | 86409 | PV (Photovoltaic) | 12.9 | 21123 | Residential | Non-Incentive | 2 - Reserved | 2024-08-14 | 2024-08-28 |  | 32955 | Generation | HAVASU SOLAR | Purchase
UNSEDG-12265 | 86404 | PV (Photovoltaic) | 15.48 | 29003 | Residential | Non-Incentive | 2 - Reserved | 2024-08-14 | 2024-08-28 |  | 39854 | Generation | HAVASU SOLAR | Purchase
UNSEDG-12266 | 86404 | PV (Photovoltaic) | 10.75 | 19754 | Residential | Non-Incentive | 2 - Reserved | 2024-08-14 | 2024-08-28 |  | 32072 | Generation | HAVASU SOLAR | Purchase
UNSEDG-12267 | 86404 | PV (Photovoltaic) | 8.6 | 16155 | Residential | Non-Incentive | 2 - Reserved | 2024-08-14 | 2024-10-09 |  | 22824 | Generation | HAVASU SOLAR | Purchase
UNSEDG-12268 | 86406 | PV (Photovoltaic) | 12.47 | 23913 | Residential | Non-Incentive | 2 - Reserved | 2024-08-14 | 2024-08-30 |  | 38657 | Generation | HAVASU SOLAR | Lease
UNSEDG-12269 | 86406 | PV (Photovoltaic) | 11.61 | 20460 | Residential | Non-Incentive | 2 - Reserved | 2024-08-14 | 2024-08-30 |  | 33669 | Generation | HAVASU SOLAR | Lease
UNSEDG-12270 | 86403 | PV (Photovoltaic) | 12.04 | 21545 | Residential | Non-Incentive | 2 - Reserved | 2024-08-14 | 2024-08-30 |  | 31692 | Generation | HAVASU SOLAR | Purchase
UNSEDG-12271 | 86413 | PV (Photovoltaic) | 7.2 | 12056 | Residential | Non-Incentive | 2 - Reserved | 2024-08-15 | 2024-09-05 |  | 45071.16 | Generation | Our World Energy | Lease
UNSEDG-12272 | 86401 | PV (Photovoltaic) | 7.79 | 13053 | Residential | Non-Incentive | 2 - Reserved | 2024-08-15 | 2024-08-30 |  | 28155.08 | Generation | Freedom Forever INC | Lease
UNSEDG-12273 | 86409 | PV (Photovoltaic) | 8.8 | 16243 | Residential | Non-Incentive | 2 - Reserved | 2024-08-15 |  |  | 44237.81 | Generation | Our World Energy | Purchase
UNSEDG-12276 | 85648 | PV (Photovoltaic) | 9.66 | 18317 | Residential | Non-Incentive | 2 - Reserved | 2024-08-15 | 2024-09-18 |  | 35647.2 | Generation and Energy Storage | ICON POWER | Purchase
UNSEDG-12368 | 86406 | PV (Photovoltaic) | 22.23 | 42035 | Residential | Non-Incentive | 2 - Reserved | 2024-08-28 | 2024-09-11 |  | 56000 | Generation | MOHAVE SOLAR | Purchase
UNSEDG-12280 | 86403 | PV (Photovoltaic) | 8 | 13858 | Residential | Non-Incentive | 2 - Reserved | 2024-08-15 | 2024-09-03 |  | 30300 | Generation | ESMAY ELECTRIC, INC. | Purchase
UNSEDG-12455 | 86404 | PV (Photovoltaic) | 15.2 | 23769 | Residential | Non-Incentive | 2 - Reserved | 2024-09-06 | 2024-09-16 |  | 39060 | Generation | Esmay Electric, Inc. | Purchase
UNSEDG-12281 | 85648 | PV (Photovoltaic) | 8.61 | 15093 | Residential | Non-Incentive | 2 - Reserved | 2024-08-15 |  |  | 67831.2 | Generation | RDX Power LLC | Lease
UNSEDG-12284 | 86409 | PV (Photovoltaic) | 5.33 | 9261 | Residential | Non-Incentive | 2 - Reserved | 2024-08-16 | 2024-08-30 |  | 16830.05 | Generation | Freedom Forever | Purchase
UNSEDG-12287 | 86413 | PV (Photovoltaic) | 8.61 | 14799 | Residential | Non-Incentive | 2 - Reserved | 2024-08-16 | 2024-09-03 |  | 25938.24 | Generation | Freedom Forever | Lease
UNSEDG-12288 | 86413 | PV (Photovoltaic) | 9.2 | 15430 | Residential | Non-Incentive | 2 - Reserved | 2024-08-16 | 2024-09-18 |  | 57300 | Generation | Our World Energy | Lease
UNSEDG-12290 | 86401 | PV (Photovoltaic) | 8 | 13396 | Residential | Non-Incentive | 2 - Reserved | 2024-08-16 | 2024-09-18 |  | 48746.28 | Generation | Our World Energy | Lease
UNSEDG-12292 | 85648 | PV (Photovoltaic) | 4.8 | 8150 | Residential | Non-Incentive | 2 - Reserved | 2024-08-16 |  |  | 53106 | Generation and Energy Storage | Our World Energy | Lease
UNSEDG-12496 | 86406 | PV (Photovoltaic) | 8.19 | 15486 | Residential | Non-Incentive | 2 - Reserved | 2024-09-11 | 2024-09-30 |  | 21000 | Generation | MOHAVE SOLAR | Purchase
UNSEDG-12295 | 86406 | PV (Photovoltaic) | 14.62 | 23477 | Residential | Non-Incentive | 2 - Reserved | 2024-08-16 | 2024-09-03 |  | 34860 | Generation | HAVASU SOLAR | Lease
UNSEDG-12297 | 86403 | PV (Photovoltaic) | 10.32 | 18896 | Residential | Non-Incentive | 2 - Reserved | 2024-08-16 | 2024-09-03 |  | 30171.55 | Generation | HAVASU SOLAR | Lease
UNSEDG-12298 | 86403 | PV (Photovoltaic) | 8.6 | 14612 | Residential | Non-Incentive | 2 - Reserved | 2024-08-16 | 2024-09-03 |  | 28380 | Generation | HAVASU SOLAR | Lease
UNSEDG-12299 | 86403 | PV (Photovoltaic) | 15.05 | 28133 | Residential | Non-Incentive | 2 - Reserved | 2024-08-16 | 2024-09-03 |  | 43645 | Generation | HAVASU SOLAR | Lease
UNSEDG-12300 | 86406 | PV (Photovoltaic) | 10.32 | 18711 | Residential | Non-Incentive | 2 - Reserved | 2024-08-16 | 2024-09-03 |  | 29646.5 | Generation | HAVASU SOLAR | Lease
UNSEDG-12301 | 86404 | PV (Photovoltaic) | 9.46 | 17454 | Residential | Non-Incentive | 2 - Reserved | 2024-08-16 | 2024-09-03 |  | 24596 | Generation | HAVASU SOLAR | Lease
UNSEDG-12302 | 86404 | PV (Photovoltaic) | 10.75 | 20179 | Residential | Non-Incentive | 2 - Reserved | 2024-08-16 | 2024-09-03 |  | 36012.5 | Generation | HAVASU SOLAR | Lease
UNSEDG-12304 | 86401 | PV (Photovoltaic) | 9.6 | 16093 | Residential | Non-Incentive | 2 - Reserved | 2024-08-17 | 2024-09-17 |  | 63635.76 | Generation | Our World Energy | Lease
UNSEDG-12303 | 85648 | PV (Photovoltaic) | 9.2 | 15404 | Residential | Non-Incentive | 2 - Reserved | 2024-08-17 | 2024-09-18 |  | 81409.2 | Generation and Energy Storage | Our World Energy | Lease
UNSEDG-12307 | 86409 | PV (Photovoltaic) | 8 | 13840 | Residential | Non-Incentive | 2 - Reserved | 2024-08-17 | 2024-09-17 |  | 76050.24 | Generation and Energy Storage | Our World Energy | Lease
UNSEDG-12309 | 86409 | PV (Photovoltaic) | 8 | 13353 | Residential | Non-Incentive | 2 - Reserved | 2024-08-17 | 2024-09-17 |  | 52769.04 | Generation | Our World Energy | Lease
UNSEDG-12310 | 86403 | PV (Photovoltaic) | 11.89 | 21745 | Residential | Non-Incentive | 2 - Reserved | 2024-08-19 | 2024-09-03 |  | 39266.62 | Generation | Freedom Forever | Purchase
UNSEDG-12312 | 86409 | PV (Photovoltaic) | 12 | 23336 | Residential | Non-Incentive | 2 - Reserved | 2024-08-19 | 2024-10-03 |  | 25000 | Generation | Tri State Solar & Wind Corp. | Purchase
UNSEDG-12313 | 86403 | PV (Photovoltaic) | 19.355 | 33031 | Residential | Non-Incentive | 2 - Reserved | 2024-08-19 | 2024-09-20 |  | 44283 | Generation | NB Baker Electric AZ LLC dba Streamline Solar | Purchase
UNSEDG-12476 | 86401 | PV (Photovoltaic) | 6.56 | 13172 | Residential | Non-Incentive | 2 - Reserved | 2024-09-09 | 2024-09-23 |  | 14063 | Generation | Self Install | Purchase
UNSEDG-12319 | 85648 | PV (Photovoltaic) | 4.455 | 7799 | Residential | Non-Incentive | 2 - Reserved | 2024-08-20 | 2024-09-10 |  | 16743 | Generation | SUNHUT SOLAR LLC | Purchase
UNSEDG-12317 | 86409 | PV (Photovoltaic) | 8.4 | 14076 | Residential | Non-Incentive | 2 - Reserved | 2024-08-20 | 2024-09-18 |  | 52677.96 | Generation | Our World Energy | Lease
UNSEDG-12318 | 86406 | PV (Photovoltaic) | 14.19 | 26251 | Residential | Non-Incentive | 2 - Reserved | 2024-08-20 | 2024-09-03 |  | 36225 | Generation | HAVASU SOLAR | Lease
UNSEDG-12320 | 86409 | PV (Photovoltaic) | 11.2 | 20155 | Residential | Non-Incentive | 2 - Reserved | 2024-08-20 | 2024-09-18 |  | 64080.24 | Generation | Our World Energy | Lease
UNSEDG-12322 | 86404 | PV (Photovoltaic) | 15.91 | 29809 | Residential | Non-Incentive | 2 - Reserved | 2024-08-20 | 2024-09-17 |  | 40661 | Generation | HAVASU SOLAR | Purchase
UNSEDG-12323 | 86413 | PV (Photovoltaic) | 9.6 | 16766 | Residential | Non-Incentive | 2 - Reserved | 2024-08-21 | 2024-09-18 |  | 64000.56 | Generation | Our World Energy | Lease
UNSEDG-12383 | 86406 |  | 3.44 | 6613 | Residential | Non-Incentive | 2 - Reserved | 2024-08-29 | 2024-09-11 |  | 9976 | Generation | HAVASU SOLAR | Lease
UNSEDG-12324 | 85648 | PV (Photovoltaic) | 6.15 | 7450 | Residential | Non-Incentive | 2 - Reserved | 2024-08-21 | 2024-09-17 |  | 51471.72 | Generation | RDX POWER LLC | Lease
UNSEDG-12325 | 86413 | PV (Photovoltaic) | 8 | 13133 | Residential | Non-Incentive | 2 - Reserved | 2024-08-21 | 2024-09-18 |  | 41481 | Generation | Our World Energy | Lease
UNSEDG-12327 | 86403 | PV (Photovoltaic) | 16.8 | 26847 | Residential | Non-Incentive | 2 - Reserved | 2024-08-21 | 2024-09-06 |  | 46128.9 | Generation | ESMAY ELECTRIC, INC. | Purchase
UNSEDG-12329 | 85648 | PV (Photovoltaic) | 9.24 | 17460 | Residential | Non-Incentive | 2 - Reserved | 2024-08-22 | 2024-09-03 |  | 49134 | Generation | Southwest Electric Inc | Lease
UNSEDG-12331 | 86406 | PV (Photovoltaic) | 12 | 21409 | Residential | Non-Incentive | 2 - Reserved | 2024-08-22 | 2024-09-18 |  | 89315.4 | Generation and Energy Storage | Our World Energy | Lease
UNSEDG-12332 | 86401 | PV (Photovoltaic) | 8.8 | 16887 | Residential | Non-Incentive | 2 - Reserved | 2024-08-22 | 2024-09-20 |  | 56352 | Generation | Our World Energy | Lease
UNSEDG-12333 | 86409 | PV (Photovoltaic) | 4 | 7497 | Residential | Non-Incentive | 2 - Reserved | 2024-08-22 | 2024-09-20 |  | 26117.64 | Generation | Our World Energy | Lease
UNSEDG-12334 | 86409 | PV (Photovoltaic) | 19.35 | 32516 | Residential | Non-Incentive | 2 - Reserved | 2024-08-22 | 2024-09-20 |  | 115188.36 | Generation | Our World Energy | Lease
UNSEDG-12335 | 86404 | PV (Photovoltaic) | 17.85 | 30842 | Residential | Non-Incentive | 2 - Reserved | 2024-08-22 | 2024-09-06 |  | 43324 | Generation | NB Baker Electric AZ LLC dba Streamline Solar | Purchase
UNSEDG-12336 | 86404 | PV (Photovoltaic) | 18.49 | 35449 | Residential | Non-Incentive | 2 - Reserved | 2024-08-22 | 2024-10-03 |  | 71734 | Generation | HAVASU SOLAR | Purchase
UNSEDG-12479 | 86404 | PV (Photovoltaic) | 24.51 | 44100 | Residential | Non-Incentive | 2 - Reserved | 2024-09-09 | 2024-09-23 |  | 74240 | Generation | HAVASU SOLAR | Purchase
UNSEDG-12338 | 86406 | PV (Photovoltaic) | 12.47 | 23124 | Residential | Non-Incentive | 2 - Reserved | 2024-08-22 | 2024-09-09 |  | 32422 | Generation | HAVASU SOLAR | Lease
UNSEDG-12339 | 86406 | PV (Photovoltaic) | 8.6 | 16043 | Residential | Non-Incentive | 2 - Reserved | 2024-08-22 | 2024-09-09 |  | 26702.49 | Generation | HAVASU SOLAR | Lease
UNSEDG-12521 | 86404 | PV (Photovoltaic) | 13.65 | 25811 | Residential | Non-Incentive | 2 - Reserved | 2024-09-17 | 2024-10-03 |  | 34808 | Generation | MOHAVE SOLAR | Purchase
UNSEDG-12497 | 86404 | PV (Photovoltaic) | 7.8 | 14749 | Residential | Non-Incentive | 2 - Reserved | 2024-09-11 | 2024-09-30 |  | 20000 | Generation | MOHAVE SOLAR | Purchase
UNSEDG-12522 | 86406 | PV (Photovoltaic) | 16.38 | 30973 | Residential | Non-Incentive | 2 - Reserved | 2024-09-17 | 2024-10-03 |  | 43407 | Generation | MOHAVE SOLAR | Purchase
UNSEDG-12341 | 86403 | PV (Photovoltaic) | 13.76 | 26164 | Residential | Non-Incentive | 2 - Reserved | 2024-08-23 | 2024-09-16 |  | 50372 | Generation | HAVASU SOLAR | Purchase
UNSEDG-12340 | 85648 | PV (Photovoltaic) | 7.38 | 13303 | Residential | Non-Incentive | 2 - Reserved | 2024-08-23 | 2024-09-18 |  | 61811.52 | Generation | RDX POWER LLC | Lease
UNSEDG-12342 | 86404 | PV (Photovoltaic) | 9.03 | 16409 | Residential | Non-Incentive | 2 - Reserved | 2024-08-23 | 2024-10-03 |  | 32863 | Generation | HAVASU SOLAR | Purchase
UNSEDG-12343 | 86403 | PV (Photovoltaic) | 20.64 | 39128 | Residential | Non-Incentive | 2 - Reserved | 2024-08-23 | 2024-09-09 |  | 74276 | Generation | HAVASU SOLAR | Purchase
UNSEDG-12344 | 86404 | PV (Photovoltaic) | 9.46 | 18201 | Residential | Non-Incentive | 2 - Reserved | 2024-08-23 | 2024-09-09 |  | 35770 | Generation | HAVASU SOLAR | Purchase
UNSEDG-12345 | 86403 | PV (Photovoltaic) | 3.44 | 5886 | Residential | Non-Incentive | 2 - Reserved | 2024-08-23 | 2024-09-09 |  | 9976 | Generation | HAVASU SOLAR | Lease
UNSEDG-12346 | 85648 | PV (Photovoltaic) | 5.74 | 10148 | Residential | Non-Incentive | 2 - Reserved | 2024-08-23 | 2024-09-18 |  | 46767.24 | Generation | RDX POWER, LLC | Lease
UNSEDG-12347 | 86409 | PV (Photovoltaic) | 10 | 16745 | Residential | Non-Incentive | 2 - Reserved | 2024-08-23 | 2024-09-09 |  | 70911.24 | Generation | Our World Energy | Lease
UNSEDG-12349 | 86409 | PV (Photovoltaic) | 6.8 | 12353 | Residential | Non-Incentive | 2 - Reserved | 2024-08-25 | 2024-09-09 |  | 51400.68 | Generation | Our World Energy | Lease
UNSEDG-12350 | 86401 | PV (Photovoltaic) | 4.8 | 9222 | Residential | Non-Incentive | 2 - Reserved | 2024-08-25 | 2024-09-09 |  | 30462 | Generation | Our World Energy | Lease
UNSEDG-12351 | 86401 | PV (Photovoltaic) | 8 | 13063 | Residential | Non-Incentive | 2 - Reserved | 2024-08-25 | 2024-10-01 |  | 57629.28 | Generation | Our World Energy | Lease
UNSEDG-12352 | 86413 | PV (Photovoltaic) | 7.2 | 13483 | Residential | Non-Incentive | 2 - Reserved | 2024-08-25 | 2024-09-09 |  | 39723 | Generation | Our World Energy | Lease
UNSEDG-12392 | 86409 | PV (Photovoltaic) | 7.2 | 13809 | Residential | Non-Incentive | 2 - Reserved | 2024-08-29 |  |  | 46685.16 | Generation | Our World Energy | Lease
UNSEDG-12353 | 85648 | PV (Photovoltaic) | 8.2 | 14300 | Residential | Non-Incentive | 2 - Reserved | 2024-08-26 | 2024-10-03 |  | 26932.02 | Generation | Freedom Forever | Lease
UNSEDG-12354 | 86413 | PV (Photovoltaic) | 10.4 | 19167 | Residential | Non-Incentive | 2 - Reserved | 2024-08-26 |  |  | 99980 | Generation and Energy Storage | Our World Energy | Purchase
UNSEDG-12362 | 86438 | PV (Photovoltaic) | 22.4 | 41347 | Residential | Non-Incentive | 2 - Reserved | 2024-08-28 | 2024-09-11 |  | 62900 | Generation | Tri State Solar & Wind Corp. | Purchase
UNSEDG-12355 | 86409 | PV (Photovoltaic) | 9.2 | 16932 | Residential | Non-Incentive | 2 - Reserved | 2024-08-26 | 2024-09-09 |  | 54186 | Generation | Our World Energy | Lease
UNSEDG-12356 | 86409 | PV (Photovoltaic) | 9.6 | 18335 | Residential | Non-Incentive | 2 - Reserved | 2024-08-26 | 2024-09-09 |  | 55200 | Generation | Our World Energy | Lease
UNSEDG-12358 | 86406 | PV (Photovoltaic) | 17.63 | 33762 | Residential | Non-Incentive | 2 - Reserved | 2024-08-26 | 2024-09-13 |  | 46262 | Generation | HAVASU SOLAR | Lease
UNSEDG-12359 | 86406 | PV (Photovoltaic) | 19.78 | 36835 | Residential | Non-Incentive | 2 - Reserved | 2024-08-26 | 2024-09-09 |  | 48444 | Generation | HAVASU SOLAR | Lease
UNSEDG-12361 | 85648 | PV (Photovoltaic) | 9.02 | 14019 | Residential | Non-Incentive | 2 - Reserved | 2024-08-27 | 2024-09-11 |  | 41716 | Generation | REVOLVE SOLUTIONS LLC | Lease
UNSEDG-12591 | 86406 | PV (Photovoltaic) | 14.82 | 28023 | Residential | Non-Incentive | 2 - Reserved | 2024-09-26 | 2024-10-08 |  | 39000 | Generation | MOHAVE SOLAR | Purchase
UNSEDG-12364 | 86413 | PV (Photovoltaic) | 9.2 | 15562 | Residential | Non-Incentive | 2 - Reserved | 2024-08-28 | 2024-09-25 |  | 52279.8 | Generation | Our World Energy | Lease
UNSEDG-12374 | 86409 | PV (Photovoltaic) | 6 | 10570 | Residential | Non-Incentive | 2 - Reserved | 2024-08-28 | 2024-09-20 |  | 43208.28 | Generation | Our World Energy | Lease
UNSEDG-12375 | 85648 | PV (Photovoltaic) | 14.35 | 24730 | Residential | Non-Incentive | 2 - Reserved | 2024-08-28 | 2024-10-03 |  | 94968 | Generation | RDX POWER, LLC | Lease
UNSEDG-12376 | 86401 | PV (Photovoltaic) | 9.89 | 16739 | Residential | Non-Incentive | 2 - Reserved | 2024-08-28 | 2024-09-11 |  | 27155 | Generation | HAVASU SOLAR | Purchase
UNSEDG-12380 | 86406 | PV (Photovoltaic) | 10.75 | 19575 | Residential | Non-Incentive | 2 - Reserved | 2024-08-28 | 2024-09-11 |  | 32391 | Generation | HAVASU SOLAR | Purchase
UNSEDG-12377 | 86406 | PV (Photovoltaic) | 13.68 | 25582 | Residential | Non-Incentive | 2 - Reserved | 2024-08-28 | 2024-09-11 |  | 81807.24 | Generation | VECTOR ENERGY LLC DBA FUSION POWER CO | Lease
UNSEDG-12378 | 85648 | PV (Photovoltaic) | 6.15 | 11614 | Residential | Non-Incentive | 2 - Reserved | 2024-08-28 | 2024-09-20 |  | 58067.88 | Generation | RDX POWER, LLC | Lease
UNSEDG-12381 | 86404 | PV (Photovoltaic) | 12.47 | 22289 | Residential | Non-Incentive | 2 - Reserved | 2024-08-28 | 2024-09-11 |  | 34292.5 | Generation | HAVASU SOLAR | Lease
UNSEDG-12382 | 85621 | PV (Photovoltaic) | 5.265 | 8822 | Residential | Non-Incentive | 2 - Reserved | 2024-08-28 | 2024-10-10 |  | 59258.52 | Generation and Energy Storage | Inty Power | Lease
UNSEDG-12520 | 86406 | PV (Photovoltaic) | 19.11 | 36135 | Residential | Non-Incentive | 2 - Reserved | 2024-09-17 | 2024-10-03 |  | 52000 | Generation | MOHAVE SOLAR | Purchase
UNSEDG-12523 | 86401 | PV (Photovoltaic) | 8.97 | 17376 | Residential | Non-Incentive | 2 - Reserved | 2024-09-17 | 2024-10-03 |  | 24000 | Generation | MOHAVE SOLAR | Purchase
UNSEDG-12384 | 86406 | PV (Photovoltaic) | 14.19 | 24377 | Residential | Non-Incentive | 2 - Reserved | 2024-08-29 | 2024-09-20 |  | 41151 | Generation | HAVASU SOLAR | Lease
UNSEDG-12389 | 86404 | PV (Photovoltaic) | 11.34 | 21014 | Residential | Non-Incentive | 2 - Reserved | 2024-08-29 |  |  | 23530 | Generation | UEP Solar | Purchase
UNSEDG-12385 | 86404 | PV (Photovoltaic) | 19.78 | 33121 | Residential | Non-Incentive | 2 - Reserved | 2024-08-29 | 2024-09-11 |  | 68369 | Generation | HAVASU SOLAR | Purchase
UNSEDG-12386 | 86403 | PV (Photovoltaic) | 12.9 | 23407 | Residential | Non-Incentive | 2 - Reserved | 2024-08-29 | 2024-09-12 |  | 32999 | Generation | HAVASU SOLAR | Purchase
UNSEDG-12387 | 86404 | PV (Photovoltaic) | 28.38 | 48762 | Residential | Non-Incentive | 2 - Reserved | 2024-08-29 |  |  | 84763.41 | Generation | HAVASU SOLAR | Lease
UNSEDG-12388 | 86404 | PV (Photovoltaic) | 9.46 | 18210 | Residential | Non-Incentive | 2 - Reserved | 2024-08-29 | 2024-10-03 |  | 27778 | Generation | HAVASU SOLAR | Purchase
UNSEDG-12390 | 86403 | PV (Photovoltaic) | 22.79 | 35532 | Residential | Non-Incentive | 2 - Reserved | 2024-08-29 | 2024-09-13 |  | 77055 | Generation | HAVASU SOLAR | Purchase
UNSEDG-12391 | 86403 | PV (Photovoltaic) | 14.19 | 27470 | Residential | Non-Incentive | 2 - Reserved | 2024-08-29 | 2024-10-03 |  | 52566 | Generation | HAVASU SOLAR | Purchase
UNSEDG-12394 | 86404 | PV (Photovoltaic) | 13.33 | 24747 | Residential | Non-Incentive | 2 - Reserved | 2024-08-29 | 2024-09-13 |  | 47536 | Generation | HAVASU SOLAR | Purchase
UNSEDG-12395 | 86406 | PV (Photovoltaic) | 11.61 | 21608 | Residential | Non-Incentive | 2 - Reserved | 2024-08-29 | 2024-09-13 |  | 37152 | Generation | HAVASU SOLAR | Lease
UNSEDG-12396 | 86429 | PV (Photovoltaic) | 22.4 | 40656 | Residential | Non-Incentive | 2 - Reserved | 2024-08-30 | 2024-10-01 |  | 134115 | Generation | Our World Energy | Lease
UNSEDG-12398 | 85648 | PV (Photovoltaic) | 4.92 | 8639 | Residential | Non-Incentive | 2 - Reserved | 2024-08-30 | 2024-10-01 |  | 43854.36 | Generation | RDX POWER, LLC | Lease
UNSEDG-12400 | 85621 | PV (Photovoltaic) | 4.92 | 8296 | Residential | Non-Incentive | 2 - Reserved | 2024-08-30 |  |  | 43027.44 | Generation | RDX POWER LLC | Lease
UNSEDG-12403 | 86413 | PV (Photovoltaic) | 9.2 | 16475 | Residential | Non-Incentive | 2 - Reserved | 2024-08-31 | 2024-10-01 |  | 69533.16 | Generation | Our World Energy | Lease
UNSEDG-12402 | 86406 | PV (Photovoltaic) | 33.2 | 53983 | Residential | Non-Incentive | 2 - Reserved | 2024-08-31 |  |  | 191616.36 | Generation | Our World Energy | Lease
UNSEDG-12406 | 86401 | PV (Photovoltaic) | 8.8 | 16123 | Residential | Non-Incentive | 2 - Reserved | 2024-09-02 | 2024-10-03 |  | 52811.64 | Generation | Our World Energy | Lease
UNSEDG-12408 | 86401 | PV (Photovoltaic) | 8.8 | 17028 | Residential | Non-Incentive | 2 - Reserved | 2024-09-02 | 2024-10-01 |  | 59762.04 | Generation | Our World Energy | Lease
UNSEDG-12413 | 86404 | PV (Photovoltaic) | 18.92 | 33296 | Residential | Non-Incentive | 2 - Reserved | 2024-09-03 |  |  | 67091 | Generation | HAVASU SOLAR | Purchase
UNSEDG-12414 | 86404 | PV (Photovoltaic) | 7.31 | 14067 | Residential | Non-Incentive | 2 - Reserved | 2024-09-03 | 2024-09-16 |  | 21736.06 | Generation | HAVASU SOLAR | Lease
UNSEDG-12415 | 86404 | PV (Photovoltaic) | 20.8 | 32241 | Residential | Non-Incentive | 2 - Reserved | 2024-09-03 |  |  | 57500 | Generation | Our World Energy | Purchase
UNSEDG-12416 | 86406 | PV (Photovoltaic) | 11.18 | 20126 | Residential | Non-Incentive | 2 - Reserved | 2024-09-03 | 2024-09-16 |  | 31304 | Generation | HAVASU SOLAR | Lease
UNSEDG-12417 | 86404 | PV (Photovoltaic) | 12.04 | 18656 | Residential | Non-Incentive | 2 - Reserved | 2024-09-03 | 2024-09-16 |  | 30850 | Generation | HAVASU SOLAR | Purchase
UNSEDG-12418 | 86401 | PV (Photovoltaic) | 8 | 13215 | Residential | Non-Incentive | 2 - Reserved | 2024-09-03 | 2024-09-16 |  | 50108.04 | Generation | Our World Energy | Lease
UNSEDG-12419 | 86406 | PV (Photovoltaic) | 9.03 | 17095 | Residential | Non-Incentive | 2 - Reserved | 2024-09-03 | 2024-10-03 |  | 29799 | Generation | HAVASU SOLAR | Lease
UNSEDG-12420 | 86406 | PV (Photovoltaic) | 8.6 | 14376 | Residential | Non-Incentive | 2 - Reserved | 2024-09-03 | 2024-09-16 |  | 24940 | Generation | HAVASU SOLAR | Lease
UNSEDG-12421 | 86404 | PV (Photovoltaic) | 13.76 | 23176 | Residential | Non-Incentive | 2 - Reserved | 2024-09-03 | 2024-09-16 |  | 38528 | Generation | HAVASU SOLAR | Lease
UNSEDG-12422 | 85621 | PV (Photovoltaic) | 16.575 | 29712 | Residential | Non-Incentive | 2 - Reserved | 2024-09-03 | 2024-10-03 |  | 39780 | Generation | Tesla Energy Operations, Inc. | Purchase
UNSEDG-12423 | 86403 | PV (Photovoltaic) | 20.21 | 36626 | Residential | Non-Incentive | 2 - Reserved | 2024-09-03 | 2024-09-16 |  | 49433 | Generation | HAVASU SOLAR | Lease
UNSEDG-12424 | 85648 | PV (Photovoltaic) | 13.77 | 25882 | Residential | Non-Incentive | 2 - Reserved | 2024-09-03 | 2024-09-16 |  | 44565.08 | Generation and Energy Storage | Tesla Energy Operations, Inc. | Purchase
UNSEDG-12426 | 86401 | PV (Photovoltaic) | 14.62 | 25170 | Residential | Non-Incentive | 2 - Reserved | 2024-09-03 | 2024-09-16 |  | 37550 | Generation | HAVASU SOLAR | Lease
UNSEDG-12427 | 86401 | PV (Photovoltaic) | 10 | 16547 | Residential | Non-Incentive | 2 - Reserved | 2024-09-03 | 2024-10-03 |  | 31100 | Generation | SunLink Energy LLC | Lease
UNSEDG-12441 | 85648 | PV (Photovoltaic) | 6.97 | 12672 | Residential | Non-Incentive | 2 - Reserved | 2024-09-04 |  |  | 60694.56 | Generation | RDX Power LLC | Lease
UNSEDG-12428 | 86401 | PV (Photovoltaic) | 8.6 | 15109 | Residential | Non-Incentive | 2 - Reserved | 2024-09-03 |  |  | 68081 | Generation | HAVASU SOLAR | Purchase
UNSEDG-12429 | 86401 | PV (Photovoltaic) | 18.06 | 32875 | Residential | Non-Incentive | 2 - Reserved | 2024-09-03 |  |  | 68081 | Generation | HAVASU SOLAR | Purchase
UNSEDG-12430 | 85648 | PV (Photovoltaic) | 11.76 | 22086 | Residential | Non-Incentive | 2 - Reserved | 2024-09-04 | 2024-09-16 |  | 55821 | Generation | Southwest Electric Inc | Lease
UNSEDG-12432 | 86403 | PV (Photovoltaic) | 7.31 | 13971 | Residential | Non-Incentive | 2 - Reserved | 2024-09-04 | 2024-10-03 |  | 26470 | Generation | HAVASU SOLAR | Purchase
UNSEDG-12436 | 86406 | PV (Photovoltaic) | 15.48 | 29507 | Residential | Non-Incentive | 2 - Reserved | 2024-09-04 | 2024-09-16 |  | 41796 | Generation | HAVASU SOLAR | Lease
UNSEDG-12437 | 86404 | PV (Photovoltaic) | 12.04 | 23274 | Residential | Non-Incentive | 2 - Reserved | 2024-09-04 | 2024-09-16 |  | 30100 | Generation | HAVASU SOLAR | Purchase
UNSEDG-12438 | 86406 | PV (Photovoltaic) | 10.32 | 18252 | Residential | Non-Incentive | 2 - Reserved | 2024-09-04 | 2024-09-16 |  | 27624 | Generation | HAVASU SOLAR | Purchase
UNSEDG-12440 | 86404 | PV (Photovoltaic) | 8.17 | 15477 | Residential | Non-Incentive | 2 - Reserved | 2024-09-04 | 2024-10-03 |  | 22876 | Generation | HAVASU SOLAR | Lease
UNSEDG-12442 | 86406 | PV (Photovoltaic) | 14.62 | 25866 | Residential | Non-Incentive | 2 - Reserved | 2024-09-04 | 2024-09-23 |  | 38236 | Generation | HAVASU SOLAR | Purchase
UNSEDG-12443 | 86406 | PV (Photovoltaic) | 9.89 | 17278 | Residential | Non-Incentive | 2 - Reserved | 2024-09-04 | 2024-09-16 |  | 40549 | Generation | HAVASU SOLAR | Lease
UNSEDG-12524 | 86406 | PV (Photovoltaic) | 16.77 | 31710 | Residential | Non-Incentive | 2 - Reserved | 2024-09-17 | 2024-10-03 |  | 31925 | Generation | Mohave Solar | Purchase
UNSEDG-12444 | 85648 | PV (Photovoltaic) | 8 | 14576 | Residential | Non-Incentive | 2 - Reserved | 2024-09-05 | 2024-09-16 |  | 55103.64 | Generation | Our World Energy | Lease
UNSEDG-12445 | 86406 | PV (Photovoltaic) | 8.17 | 14803 | Residential | Non-Incentive | 2 - Reserved | 2024-09-05 | 2024-09-16 |  | 29964 | Generation | HAVASU SOLAR | Purchase
UNSEDG-12590 | 86404 | PV (Photovoltaic) | 22.23 | 42035 | Residential | Non-Incentive | 2 - Reserved | 2024-09-26 | 2024-10-08 |  | 47500 | Generation | MOHAVE SOLAR | Purchase
UNSEDG-12446 | 86406 | PV (Photovoltaic) | 10.2 | 18484 | Residential | Non-Incentive | 2 - Reserved | 2024-09-05 |  |  | 33456 | Generation | Lumio HX, INC | Lease
UNSEDG-12447 | 86406 | PV (Photovoltaic) | 12.9 | 23255 | Residential | Non-Incentive | 2 - Reserved | 2024-09-05 | 2024-09-16 |  | 42246 | Generation | HAVASU SOLAR | Purchase
UNSEDG-12448 | 86409 | PV (Photovoltaic) | 10 | 17051 | Residential | Non-Incentive | 2 - Reserved | 2024-09-05 | 2024-09-16 |  | 64778.64 | Generation | Our World Energy | Lease
UNSEDG-12449 | 86406 | PV (Photovoltaic) | 27.52 | 46393 | Residential | Non-Incentive | 2 - Reserved | 2024-09-05 | 2024-09-16 |  | 75817.76 | Generation | HAVASU SOLAR | Lease
UNSEDG-12450 | 86404 | PV (Photovoltaic) | 14.62 | 26707 | Residential | Non-Incentive | 2 - Reserved | 2024-09-05 | 2024-09-16 |  | 40134.08 | Generation | HAVASU SOLAR | Lease
UNSEDG-12452 | 86403 | PV (Photovoltaic) | 15.05 | 27894 | Residential | Non-Incentive | 2 - Reserved | 2024-09-05 | 2024-09-16 |  | 42918.61 | Generation | HAVASU SOLAR | Lease
UNSEDG-12451 | 86406 | PV (Photovoltaic) | 4.1 | 7743 | Residential | Non-Incentive | 2 - Reserved | 2024-09-05 |  |  | 21230.96 | Generation | Freedom Forever | Purchase
UNSEDG-12453 | 85621 | PV (Photovoltaic) | 7.02 | 11369 | Residential | Non-Incentive | 2 - Reserved | 2024-09-05 | 2024-09-16 |  | 19500 | Generation | SAGUARO SOLAR ELECTRIC | Purchase
UNSEDG-12454 | 86401 | PV (Photovoltaic) | 6.45 | 11336 | Residential | Non-Incentive | 2 - Reserved | 2024-09-05 | 2024-09-16 |  | 19075 | Generation | HAVASU SOLAR | Purchase
UNSEDG-12456 | 86401 | PV (Photovoltaic) | 15.2 | 26389 | Residential | Non-Incentive | 2 - Reserved | 2024-09-06 | 2024-09-16 |  | 37988 | Generation | Our World Energy | Purchase
UNSEDG-12457 | 86401 | PV (Photovoltaic) | 9.6 | 16521 | Residential | Non-Incentive | 2 - Reserved | 2024-09-06 | 2024-09-16 |  | 59259.84 | Generation | Our World Energy | Lease
UNSEDG-12458 | 86406 | PV (Photovoltaic) | 7.31 | 14087 | Residential | Non-Incentive | 2 - Reserved | 2024-09-06 | 2024-09-16 |  | 17697.5 | Generation | HAVASU SOLAR | Lease
UNSEDG-12459 | 86403 | PV (Photovoltaic) | 7.74 | 13403 | Residential | Non-Incentive | 2 - Reserved | 2024-09-06 | 2024-09-16 |  | 20964.7 | Generation | HAVASU SOLAR | Lease
UNSEDG-12460 | 86401 | PV (Photovoltaic) | 20 | 36705 | Residential | Non-Incentive | 2 - Reserved | 2024-09-06 | 2024-09-16 |  | 75625 | Generation | Our World Energy | Purchase
UNSEDG-12490 | 85648 | PV (Photovoltaic) | 7.8 | 13788 | Residential | Non-Incentive | 2 - Reserved | 2024-09-11 | 2024-09-30 |  | 21060 | Generation | SAGUARO SOLAR ELECTRIC | Purchase
UNSEDG-12461 | 86401 | PV (Photovoltaic) | 4 | 6304 | Residential | Non-Incentive | 2 - Reserved | 2024-09-07 | 2024-09-16 |  | 34677.36 | Generation | Sunnova 20 Greenway Plaza | Lease
UNSEDG-12463 | 86406 | PV (Photovoltaic) | 1.7 | 2529 | Residential | Non-Incentive | 2 - Reserved | 2024-09-08 | 2024-10-02 |  | 4000 | Generation | ESMAY ELECTRIC, INC. | Purchase
UNSEDG-12464 | 86406 | PV (Photovoltaic) | 10.8 | 17524 | Residential | Non-Incentive | 2 - Reserved | 2024-09-08 | 2024-09-20 |  | 46341 | Generation | ESMAY ELECTRIC, INC. | Purchase
UNSEDG-12465 | 86406 | PV (Photovoltaic) | 23.6 | 35091 | Residential | Non-Incentive | 2 - Reserved | 2024-09-08 | 2024-10-02 |  | 60480 | Generation | ESMAY ELECTRIC, INC. | Purchase
UNSEDG-12466 | 86406 | PV (Photovoltaic) | 13.92 | 24001 | Residential | Non-Incentive | 2 - Reserved | 2024-09-08 | 2024-09-20 |  | 37884 | Generation | ESMAY ELECTRIC, INC. | Purchase
UNSEDG-12467 | 86406 | PV (Photovoltaic) | 17.835 | 31274 | Residential | Non-Incentive | 2 - Reserved | 2024-09-08 | 2024-09-20 |  | 45120 | Generation | ESMAY ELECTRIC, INC. | Purchase
UNSEDG-12468 | 86406 | PV (Photovoltaic) | 19.14 | 29739 | Residential | Non-Incentive | 2 - Reserved | 2024-09-08 | 2024-09-23 |  | 71307.1 | Generation | ESMAY ELECTRIC, INC. | Purchase
UNSEDG-12470 | 86413 | PV (Photovoltaic) | 3.2 | 5382 | Residential | Non-Incentive | 2 - Reserved | 2024-09-09 |  |  | 24613.08 | Generation | Our World Energy | Lease
UNSEDG-12471 | 86401 | PV (Photovoltaic) | 10 | 16386 | Residential | Non-Incentive | 2 - Reserved | 2024-09-09 | 2024-09-23 |  | 58516.44 | Generation | Our World Energy | Lease
UNSEDG-12474 | 86409 | PV (Photovoltaic) | 8.4 | 15742 | Residential | Non-Incentive | 2 - Reserved | 2024-09-09 | 2024-09-23 |  | 45672.13 | Generation | Our World Energy | Purchase
UNSEDG-12478 | 84604 | PV (Photovoltaic) | 15.6 | 24392 | Residential | Non-Incentive | 2 - Reserved | 2024-09-09 | 2024-09-23 |  | 87539.88 | Generation | Our World Energy | Lease
UNSEDG-12480 | 85648 | PV (Photovoltaic) | 5.74 | 10449 | Residential | Non-Incentive | 2 - Reserved | 2024-09-09 | 2024-10-03 |  | 22000 | Generation | Solar Pros Electric LLC | Purchase
UNSEDG-12481 | 85648 | PV (Photovoltaic) | 12.71 | 21177 | Residential | Non-Incentive | 2 - Reserved | 2024-09-09 | 2024-10-03 |  | 104296.8 | Generation | RDX POWER LLC | Lease
UNSEDG-12482 | 86404 | PV (Photovoltaic) | 10.75 | 19736 | Residential | Non-Incentive | 2 - Reserved | 2024-09-09 |  |  | 32699.85 | Generation | HAVASU SOLAR | Lease
UNSEDG-12483 | 86403 | PV (Photovoltaic) | 14 | 22952 | Residential | Non-Incentive | 2 - Reserved | 2024-09-10 | 2024-09-23 |  | 104290.44 | Generation and Energy Storage | Our World Energy | Lease
UNSEDG-12487 | 86406 | PV (Photovoltaic) | 12.75 | 23537 | Residential | Non-Incentive | 2 - Reserved | 2024-09-10 |  |  | 6000 | Generation | Self | Purchase
UNSEDG-12586 | 86406 | PV (Photovoltaic) | 19.89 | 37610 | Residential | Non-Incentive | 2 - Reserved | 2024-09-26 | 2024-10-08 |  | 49725 | Generation | MOHAVE SOLAR | Purchase
UNSEDG-12484 | 86404 | PV (Photovoltaic) | 22.96 | 36617 | Residential | Non-Incentive | 2 - Reserved | 2024-09-10 | 2024-10-03 |  | 58469.61 | Generation | Freedom Forever INC | Purchase
UNSEDG-12585 | 86406 | PV (Photovoltaic) | 16.38 | 30973 | Residential | Non-Incentive | 2 - Reserved | 2024-09-26 | 2024-10-09 |  | 45000 | Generation | MOHAVE SOLAR | Purchase
UNSEDG-12485 | 85648 | PV (Photovoltaic) | 10 | 16359 | Residential | Non-Incentive | 2 - Reserved | 2024-09-10 | 2024-09-24 |  | 29450 | Generation | Our World Energy | Purchase
UNSEDG-12489 | 86406 | PV (Photovoltaic) | 16.53 | 25884 | Residential | Non-Incentive | 2 - Reserved | 2024-09-11 | 2024-09-24 |  | 47937 | Generation | ESMAY ELECTRIC, INC. | Lease
UNSEDG-12572 | 86404 | PV (Photovoltaic) | 15.225 | 24485 | Residential | Non-Incentive | 2 - Reserved | 2024-09-24 | 2024-10-08 |  | 41107.5 | Generation | ESMAY ELECTRIC, INC. | Lease
UNSEDG-12587 | 86406 | PV (Photovoltaic) | 21.06 | 39822 | Residential | Non-Incentive | 2 - Reserved | 2024-09-26 | 2024-10-08 |  | 57915 | Generation | MOHAVE SOLAR | Purchase
UNSEDG-12491 | 85646 | PV (Photovoltaic) | 9.03 | 15114 | Residential | Non-Incentive | 2 - Reserved | 2024-09-11 | 2024-10-10 |  | 49915 | Generation and Energy Storage | Technicians For Sustainability | Purchase
UNSEDG-12492 | 86403 | PV (Photovoltaic) | 19.125 | 33880 | Residential | Non-Incentive | 2 - Reserved | 2024-09-11 | 2024-09-30 |  | 49068.75 | Generation | ESMAY ELECTRIC, INC. | Purchase
UNSEDG-12493 | 86406 | PV (Photovoltaic) | 15.225 | 23895 | Residential | Non-Incentive | 2 - Reserved | 2024-09-11 | 2024-09-30 |  | 42173.25 | Generation | ESMAY ELECTRIC, INC. | Lease
UNSEDG-12494 | 86401 | PV (Photovoltaic) | 17.16 | 33241 | Residential | Non-Incentive | 2 - Reserved | 2024-09-11 | 2024-09-30 |  | 45738 | Generation | MOHAVE SOLAR | Purchase
UNSEDG-12513 | 86401 | PV (Photovoltaic) | 7.11 | 13710 | Residential | Non-Incentive | 2 - Reserved | 2024-09-13 |  |  | 33000 | Generation and Energy Storage | Angle Solar | Purchase
UNSEDG-12498 | 85648 | PV (Photovoltaic) | 14.19 | 24877 | Residential | Non-Incentive | 2 - Reserved | 2024-09-12 |  |  | 92625.96 | Generation | Our World Energy | Lease
UNSEDG-12592 | 86401 | PV (Photovoltaic) | 14.43 | 27953 | Residential | Non-Incentive | 2 - Reserved | 2024-09-26 | 2024-10-08 |  | 37000 | Generation | MOHAVE SOLAR | Purchase
UNSEDG-12499 | 85648 | PV (Photovoltaic) | 13.02 | 23237 | Residential | Non-Incentive | 2 - Reserved | 2024-09-12 | 2024-09-30 |  | 78000 | Generation | Southwest Electric Inc | Lease
UNSEDG-12500 | 86403 | PV (Photovoltaic) | 17.2 | 27176 | Residential | Non-Incentive | 2 - Reserved | 2024-09-12 |  |  | 55298 | Generation | HAVASU SOLAR | Purchase
UNSEDG-12501 | 86401 | PV (Photovoltaic) | 7.2 | 11857 | Residential | Non-Incentive | 2 - Reserved | 2024-09-12 | 2024-09-30 |  | 37285.01 | Generation | Our World Energy | Purchase
UNSEDG-12502 | 86406 | PV (Photovoltaic) | 6.45 | 12237 | Residential | Non-Incentive | 2 - Reserved | 2024-09-12 | 2024-09-30 |  | 21221.81 | Generation | HAVASU SOLAR | Lease
UNSEDG-12504 | 85648 | PV (Photovoltaic) | 7.38 | 13178 | Residential | Non-Incentive | 2 - Reserved | 2024-09-12 |  |  | 56142.6 | Generation | RDX POWER LLC | Lease
UNSEDG-12505 | 86401 | PV (Photovoltaic) | 6.4 | 11358 | Residential | Non-Incentive | 2 - Reserved | 2024-09-13 | 2024-10-01 |  | 53070 | Generation and Energy Storage | Our World Energy | Lease
UNSEDG-12506 | 86401 | PV (Photovoltaic) | 6.45 | 12653 | Residential | Non-Incentive | 2 - Reserved | 2024-09-13 | 2024-10-01 |  | 15889 | Generation | HAVASU SOLAR | Purchase
UNSEDG-12507 | 86404 | PV (Photovoltaic) | 12.47 | 23619 | Residential | Non-Incentive | 2 - Reserved | 2024-09-13 |  |  | 30555 | Generation | HAVASU SOLAR | Purchase
UNSEDG-12510 | 86401 | PV (Photovoltaic) | 6.375 | 9979 | Residential | Non-Incentive | 2 - Reserved | 2024-09-13 | 2024-10-01 |  | 19677.99 | Generation | Solarships | Lease
UNSEDG-12509 | 86404 | PV (Photovoltaic) | 14.19 | 27447 | Residential | Non-Incentive | 2 - Reserved | 2024-09-13 | 2024-10-01 |  | 50939 | Generation | HAVASU SOLAR | Purchase
UNSEDG-12511 | 85648 | PV (Photovoltaic) | 6.8 | 12453 | Residential | Non-Incentive | 2 - Reserved | 2024-09-13 |  |  | 47239.44 | Generation | Better Earth Electric AZ LLC | Lease
UNSEDG-12512 | 86403 | PV (Photovoltaic) | 9.89 | 18725 | Residential | Non-Incentive | 2 - Reserved | 2024-09-13 | 2024-10-01 |  | 23688 | Generation | HAVASU SOLAR | Purchase
UNSEDG-12553 | 86401 | PV (Photovoltaic) | 13.5 | 19676 | Residential | Non-Incentive | 2 - Reserved | 2024-09-20 |  |  | 43200 | Generation and Energy Storage | Ark Electric | Purchase
UNSEDG-12514 | 86404 | PV (Photovoltaic) | 10 | 17594 | Residential | Non-Incentive | 2 - Reserved | 2024-09-13 |  |  | 15000 | Generation | APO ENERGY SOLUTIONS CORP | Purchase
UNSEDG-12526 | 86413 | PV (Photovoltaic) | 22.62 | 41142 | Residential | Non-Incentive | 2 - Reserved | 2024-09-18 | 2024-10-03 |  | 61300.2 | Generation | ESMAY ELECTRIC, INC. | Lease
UNSEDG-12516 | 85621 | PV (Photovoltaic) | 2.4 | 3860 | Residential | Non-Incentive | 2 - Reserved | 2024-09-16 |  |  | 1000 | Generation | Robles Electric Solutions | Purchase
UNSEDG-12517 | 86401 | PV (Photovoltaic) | 11.34 | 19957 | Residential | Non-Incentive | 2 - Reserved | 2024-09-16 |  |  | 32319 | Generation | Arizona Solar Wave | Purchase
UNSEDG-12565 | 86406 |  | 18.92 | 35360 | Residential | Non-Incentive | 2 - Reserved | 2024-09-23 | 2024-10-07 |  | 54868 | Generation | HAVASU SOLAR | Lease
UNSEDG-12530 | 86404 | PV (Photovoltaic) | 54.8 | 92192 | Non-Residential | Non-Incentive | 2 - Reserved | 2024-09-18 |  |  | 130151 | Generation | HAVASU SOLAR | Purchase
UNSEDG-12518 | 86406 | PV (Photovoltaic) | 15.48 | 28681 | Residential | Non-Incentive | 2 - Reserved | 2024-09-16 | 2024-10-02 |  | 94344.36 | Generation | HAVASU SOLAR | Lease
UNSEDG-12631 | 86406 | PV (Photovoltaic) | 24.96 | 47197 | Residential | Non-Incentive | 2 - Reserved | 2024-09-29 |  |  | 64000 | Generation | MOHAVE SOLAR | Purchase
UNSEDG-12633 | 86406 | PV (Photovoltaic) | 19.11 | 36135 | Residential | Non-Incentive | 2 - Reserved | 2024-09-29 | 2024-10-08 |  | 49000 | Generation | MOHAVE SOLAR | Purchase
UNSEDG-12519 | 85648 | PV (Photovoltaic) | 12.555 | 18728 | Residential | Non-Incentive | 2 - Reserved | 2024-09-17 |  |  | 58554 | Generation | Inty Power | Lease
UNSEDG-12525 | 86413 | PV (Photovoltaic) | 19.6 | 32179 | Residential | Non-Incentive | 2 - Reserved | 2024-09-18 |  |  | 127681.32 | Generation | Our World Energy | Lease
UNSEDG-12527 | 86403 | PV (Photovoltaic) | 11.9 | 21127 | Residential | Non-Incentive | 2 - Reserved | 2024-09-18 | 2024-10-03 |  | 46779 | Generation | ESMAY ELECTRIC, INC. | Purchase
UNSEDG-12528 | 86406 | PV (Photovoltaic) | 7.74 | 14059 | Residential | Non-Incentive | 2 - Reserved | 2024-09-18 | 2024-10-03 |  | 56488.92 | Generation | HAVASU SOLAR | Lease
UNSEDG-12529 | 86403 | PV (Photovoltaic) | 17.2 | 30539 | Residential | Non-Incentive | 2 - Reserved | 2024-09-18 | 2024-10-03 |  | 53812 | Generation | HAVASU SOLAR | Purchase
UNSEDG-12531 | 86406 | PV (Photovoltaic) | 13.76 | 23475 | Residential | Non-Incentive | 2 - Reserved | 2024-09-18 |  |  | 38598 | Generation | HAVASU SOLAR | Purchase
UNSEDG-12532 | 86406 | PV (Photovoltaic) | 14.62 | 22736 | Residential | Non-Incentive | 2 - Reserved | 2024-09-18 |  |  | 46750 | Generation | HAVASU SOLAR | Purchase
UNSEDG-12533 | 86406 | PV (Photovoltaic) | 22.79 | 37544 | Residential | Non-Incentive | 2 - Reserved | 2024-09-18 | 2024-10-03 |  | 143930.04 | Generation | HAVASU SOLAR | Lease
UNSEDG-12534 | 86403 | PV (Photovoltaic) | 7.6 | 12969 | Residential | Non-Incentive | 2 - Reserved | 2024-09-18 | 2024-09-30 |  | 51907.68 | Generation | Our World Energy | Lease
UNSEDG-12535 | 86406 | PV (Photovoltaic) | 21.07 | 38569 | Residential | Non-Incentive | 2 - Reserved | 2024-09-18 |  |  | 147568.92 | Generation | HAVASU SOLAR | Lease
UNSEDG-12536 | 86404 | PV (Photovoltaic) | 3.44 | 6033 | Residential | Non-Incentive | 2 - Reserved | 2024-09-18 |  |  | 21258 | Generation | HAVASU SOLAR | Lease
UNSEDG-12537 | 85648 | PV (Photovoltaic) | 9.775 | 16486 | Residential | Non-Incentive | 2 - Reserved | 2024-09-18 |  |  | 136989 | Generation and Energy Storage | Our World Energy | Lease
UNSEDG-12539 | 86401 | PV (Photovoltaic) | 6 | 10148 | Residential | Non-Incentive | 2 - Reserved | 2024-09-18 |  |  | 19260 | Generation | SunLink Energy | Lease
UNSEDG-12691 | 86401 | PV (Photovoltaic) | 15.8 | 30466 | Residential | Non-Incentive | 2 - Reserved | 2024-10-03 |  |  | 67000 | Generation and Energy Storage | Angle Solar | Purchase
UNSEDG-12543 | 86401 | PV (Photovoltaic) | 4.345 | 8378 | Residential | Non-Incentive | 2 - Reserved | 2024-09-19 |  |  | 17000 | Generation | Angle Solar | Purchase
UNSEDG-12541 | 86403 | PV (Photovoltaic) | 6 | 10900 | Residential | Non-Incentive | 2 - Reserved | 2024-09-19 | 2024-10-07 |  | 24918 | Generation | Our World Energy | Lease
UNSEDG-12542 | 86409 | PV (Photovoltaic) | 5.135 | 9901 | Residential | Non-Incentive | 2 - Reserved | 2024-09-19 | 2024-10-08 |  | 18000 | Generation | Angle Solar | Purchase
UNSEDG-12544 | 86401 | PV (Photovoltaic) | 5.135 | 9901 | Residential | Non-Incentive | 2 - Reserved | 2024-09-19 | 2024-10-08 |  | 18000 | Generation | Angle Solar | Purchase
UNSEDG-12546 | 86401 | PV (Photovoltaic) | 9.2 | 15598 | Residential | Non-Incentive | 2 - Reserved | 2024-09-19 | 2024-10-07 |  | 45213.12 | Generation | Our World Energy | Purchase
UNSEDG-12548 | 86401 | PV (Photovoltaic) | 11.34 | 22291 | Residential | Non-Incentive | 2 - Reserved | 2024-09-20 | 2024-10-07 |  | 33066 | Generation | Wise Electric, Inc. | Purchase
UNSEDG-12549 | 86409 | PV (Photovoltaic) | 11.18 | 21442 | Residential | Non-Incentive | 2 - Reserved | 2024-09-20 | 2024-10-07 |  | 34695 | Generation | HAVASU SOLAR | Purchase
UNSEDG-12567 | 86406 | PV (Photovoltaic) | 23.4 | 44247 | Residential | Non-Incentive | 2 - Reserved | 2024-09-23 | 2024-10-08 |  | 62600 | Generation | Mohave Solar | Purchase
UNSEDG-12550 | 86403 | PV (Photovoltaic) | 7.31 | 14101 | Residential | Non-Incentive | 2 - Reserved | 2024-09-20 | 2024-10-07 |  | 35193 | Generation | HAVASU SOLAR | Purchase
UNSEDG-12551 | 86404 | PV (Photovoltaic) | 16.34 | 27061 | Residential | Non-Incentive | 2 - Reserved | 2024-09-20 |  |  | 43954.6 | Generation | HAVASU SOLAR | Lease
UNSEDG-12552 | 86404 | PV (Photovoltaic) | 23.65 | 39828 | Residential | Non-Incentive | 2 - Reserved | 2024-09-20 | 2024-10-07 |  | 82495 | Generation | HAVASU SOLAR | Purchase
UNSEDG-12554 | 86406 | PV (Photovoltaic) | 16.34 | 28716 | Residential | Non-Incentive | 2 - Reserved | 2024-09-20 |  |  | 58791 | Generation and Energy Storage | HAVASU SOLAR | Lease
UNSEDG-12555 | 86406 | PV (Photovoltaic) | 35.69 | 62451 | Residential | Non-Incentive | 2 - Reserved | 2024-09-20 |  |  | 96594 | Generation | HAVASU SOLAR | Purchase
UNSEDG-12556 | 86406 | PV (Photovoltaic) | 15.48 | 27602 | Residential | Non-Incentive | 2 - Reserved | 2024-09-20 | 2024-10-07 |  | 46440 | Generation | HAVASU SOLAR | Purchase
UNSEDG-12557 | 86406 | PV (Photovoltaic) | 20.16 | 38424 | Residential | Non-Incentive | 2 - Reserved | 2024-09-20 | 2024-10-07 |  | 45763 | Generation | HAVASU SOLAR | Purchase
UNSEDG-12558 | 86403 | PV (Photovoltaic) | 14.62 | 27842 | Residential | Non-Incentive | 2 - Reserved | 2024-09-20 | 2024-10-07 |  | 40065.97 | Generation | HAVASU SOLAR | Lease
UNSEDG-12559 | 86403 | PV (Photovoltaic) | 12.47 | 24223 | Residential | Non-Incentive | 2 - Reserved | 2024-09-20 | 2024-10-07 |  | 36539.5 | Generation | HAVASU SOLAR | Lease
UNSEDG-12560 | 86401 | PV (Photovoltaic) | 6.45 | 11491 | Residential | Non-Incentive | 2 - Reserved | 2024-09-20 | 2024-10-08 |  | 26719 | Generation | HAVASU SOLAR | Purchase
UNSEDG-12561 | 85648 | PV (Photovoltaic) | 5.76 | 9969 | Residential | Non-Incentive | 2 - Reserved | 2024-09-21 |  |  | 1000 | Generation | Robles Electric Solutions | Purchase
UNSEDG-12563 | 86406 | PV (Photovoltaic) | 18 | 30813 | Residential | Non-Incentive | 2 - Reserved | 2024-09-22 | 2024-10-08 |  | 67400.88 | Generation | Our World Energy | Purchase
UNSEDG-12564 | 86406 | PV (Photovoltaic) | 12.04 | 22154 | Residential | Non-Incentive | 2 - Reserved | 2024-09-23 | 2024-10-07 |  | 37324 | Generation | HAVASU SOLAR | Lease
UNSEDG-12630 | 86404 | PV (Photovoltaic) | 24.96 | 47197 | Residential | Non-Incentive | 2 - Reserved | 2024-09-29 |  |  | 66000 | Generation | MOHAVE SOLAR | Purchase
UNSEDG-12568 | 86404 | PV (Photovoltaic) | 13.76 | 25032 | Residential | Non-Incentive | 2 - Reserved | 2024-09-23 | 2024-10-08 |  | 103385 | Generation | HAVASU SOLAR | Purchase
UNSEDG-12569 | 86409 | PV (Photovoltaic) | 9.46 | 17849 | Residential | Non-Incentive | 2 - Reserved | 2024-09-23 | 2024-10-08 |  | 50694 | Generation | HAVASU SOLAR | Lease
UNSEDG-12570 | 86409 | PV (Photovoltaic) | 10.32 | 17461 | Residential | Non-Incentive | 2 - Reserved | 2024-09-23 | 2024-10-08 |  | 40871 | Generation | HAVASU SOLAR | Purchase
UNSEDG-12571 | 86404 | PV (Photovoltaic) | 6.45 | 11708 | Residential | Non-Incentive | 2 - Reserved | 2024-09-23 | 2024-10-08 |  | 19064 | Generation | HAVASU SOLAR | Purchase
UNSEDG-12573 | 86404 | PV (Photovoltaic) | 9.46 | 18463 | Residential | Non-Incentive | 2 - Reserved | 2024-09-24 | 2024-10-08 |  | 33494 | Generation | HAVASU SOLAR | Purchase
UNSEDG-12574 | 86406 | PV (Photovoltaic) | 23.65 | 40960 | Residential | Non-Incentive | 2 - Reserved | 2024-09-24 |  |  | 119196 | Generation | HAVASU SOLAR | Lease
UNSEDG-12575 | 86406 | PV (Photovoltaic) | 13.76 | 25426 | Residential | Non-Incentive | 2 - Reserved | 2024-09-24 | 2024-10-08 |  | 47670 | Generation | HAVASU SOLAR | Purchase
UNSEDG-12576 | 86406 | PV (Photovoltaic) | 12.9 | 23355 | Residential | Non-Incentive | 2 - Reserved | 2024-09-24 | 2024-10-08 |  | 67386 | Generation | HAVASU SOLAR | Lease
UNSEDG-12579 | 86406 | PV (Photovoltaic) | 7.31 | 13958 | Residential | Non-Incentive | 2 - Reserved | 2024-09-24 | 2024-10-08 |  | 21345.2 | Generation | HAVASU SOLAR | Lease
UNSEDG-12578 | 85648 | PV (Photovoltaic) | 9.6 | 16214 | Residential | Non-Incentive | 2 - Reserved | 2024-09-24 | 2024-10-08 |  | 56412.6 | Generation | Our World Energy | Lease
UNSEDG-12594 | 86403 | PV (Photovoltaic) | 14.04 | 26548 | Residential | Non-Incentive | 2 - Reserved | 2024-09-26 | 2024-10-08 |  | 36729 | Generation | MOHAVE SOLAR | Purchase
UNSEDG-12588 | 86406 | PV (Photovoltaic) | 15.6 | 29498 | Residential | Non-Incentive | 2 - Reserved | 2024-09-26 |  |  | 80000 | Generation and Energy Storage | MOHAVE SOLAR | Purchase
UNSEDG-12580 | 86403 | PV (Photovoltaic) | 13.33 | 25491 | Residential | Non-Incentive | 2 - Reserved | 2024-09-24 | 2024-10-08 |  | 32078 | Generation | HAVASU SOLAR | Purchase
UNSEDG-12581 | 86404 | PV (Photovoltaic) | 19.78 | 34239 | Residential | Non-Incentive | 2 - Reserved | 2024-09-24 | 2024-10-08 |  | 49759 | Generation | HAVASU SOLAR | Purchase
UNSEDG-12582 | 86401 | PV (Photovoltaic) | 5.53 | 9078 | Residential | Non-Incentive | 2 - Reserved | 2024-09-25 |  |  | 15042 | Generation | NB Baker Electric AZ dba Streamline Solar | Lease
UNSEDG-12583 | 85648 | PV (Photovoltaic) | 12.15 | 21654 | Residential | Non-Incentive | 2 - Reserved | 2024-09-25 |  |  | 84583.08 | Generation | Inty Power | Lease
UNSEDG-12597 | 86401 | PV (Photovoltaic) | 15.2 | 28914 | Residential | Non-Incentive | 2 - Reserved | 2024-09-26 |  |  | 37178 | Generation and Energy Storage | Integratesun LLC | Purchase
UNSEDG-12613 | 86406 | PV (Photovoltaic) | 43.92 | 70248 | Residential | Non-Incentive | 2 - Reserved | 2024-09-27 |  |  | 132188 | Generation | ESMAY ELECTRIC, INC. | Purchase
UNSEDG-12636 | 86406 | PV (Photovoltaic) | 11.7 | 22124 | Residential | Non-Incentive | 2 - Reserved | 2024-09-30 | 2024-10-08 |  | 41700 | Generation | MOHAVE SOLAR | Purchase
UNSEDG-12593 | 86406 | PV (Photovoltaic) | 11.7 | 22124 | Residential | Non-Incentive | 2 - Reserved | 2024-09-26 | 2024-10-07 |  | 29000 | Generation | MOHAVE SOLAR | Purchase
UNSEDG-12632 | 86406 | PV (Photovoltaic) | 24.96 | 47197 | Residential | Non-Incentive | 2 - Reserved | 2024-09-29 |  |  | 61000 | Generation | MOHAVE SOLAR | Purchase
UNSEDG-12589 | 86406 | PV (Photovoltaic) | 15.6 | 29498 | Residential | Non-Incentive | 2 - Reserved | 2024-09-26 | 2024-10-08 |  | 40000 | Generation and Energy Storage | MOHAVE SOLAR | Purchase
UNSEDG-12637 | 86404 | PV (Photovoltaic) | 19.5 | 36873 | Residential | Non-Incentive | 2 - Reserved | 2024-09-30 | 2024-10-08 |  | 50000 | Generation | MOHAVE SOLAR | Purchase
UNSEDG-12595 | 86403 | PV (Photovoltaic) | 21.93 | 36510 | Residential | Non-Incentive | 2 - Reserved | 2024-09-26 |  |  | 57247.32 | Generation | HAVASU SOLAR | Lease
UNSEDG-12596 | 86406 | PV (Photovoltaic) | 8.6 | 14852 | Residential | Non-Incentive | 2 - Reserved | 2024-09-26 | 2024-10-08 |  | 25403.11 | Generation | HAVASU SOLAR | Lease
UNSEDG-12598 | 86403 | PV (Photovoltaic) | 12.04 | 23349 | Residential | Non-Incentive | 2 - Reserved | 2024-09-26 | 2024-10-08 |  | 32508 | Generation | HAVASU SOLAR | Lease
UNSEDG-12600 | 86406 | PV (Photovoltaic) | 17.63 | 28778 | Residential | Non-Incentive | 2 - Reserved | 2024-09-26 | 2024-10-08 |  | 49364 | Generation | HAVASU SOLAR | Lease
UNSEDG-12601 | 86404 | PV (Photovoltaic) | 18.49 | 32468 | Residential | Non-Incentive | 2 - Reserved | 2024-09-26 |  |  | 76676 | Generation | HAVASU SOLAR | Purchase
UNSEDG-12602 | 86406 | PV (Photovoltaic) | 6.45 | 12128 | Residential | Non-Incentive | 2 - Reserved | 2024-09-26 | 2024-10-08 |  | 18680 | Generation | HAVASU SOLAR | Purchase
UNSEDG-12603 | 86403 | PV (Photovoltaic) | 19.78 | 31561 | Residential | Non-Incentive | 2 - Reserved | 2024-09-26 | 2024-10-08 |  | 53782 | Generation | HAVASU SOLAR | Purchase
UNSEDG-12609 | 86406 | PV (Photovoltaic) | 12.18 | 19466 | Residential | Non-Incentive | 2 - Reserved | 2024-09-27 |  |  | 34647.6 | Generation | ESMAY ELECTRIC, INC. | Purchase
UNSEDG-12610 | 86404 | PV (Photovoltaic) | 24.795 | 39626 | Residential | Non-Incentive | 2 - Reserved | 2024-09-27 |  |  | 74664 | Generation | ESMAY ELECTRIC, INC. | Purchase
UNSEDG-12604 | 86404 | PV (Photovoltaic) | 22.8 | 35653 | Residential | Non-Incentive | 2 - Reserved | 2024-09-26 |  |  | 72980 | Generation | ESMAY ELECTRIC, INC. | Purchase
UNSEDG-12605 | 86409 | PV (Photovoltaic) | 7.6 | 13233 | Residential | Non-Incentive | 2 - Reserved | 2024-09-27 |  |  | 54274.44 | Generation | Our World Energy | Lease
UNSEDG-12607 | 86403 | PV (Photovoltaic) | 5.98 | 10111 | Residential | Non-Incentive | 2 - Reserved | 2024-09-27 |  |  | 19727.72 | Generation | Gigawatt Operations, Inc. dba Sol-Up | Purchase
UNSEDG-12608 | 86406 | PV (Photovoltaic) | 22.4 | 35206 | Non-Residential | Non-Incentive | 2 - Reserved | 2024-09-27 |  |  | 53760 | Generation | ESMAY ELECTRIC, INC. | Purchase
UNSEDG-12611 | 86406 | PV (Photovoltaic) | 14.19 | 23925 | Residential | Non-Incentive | 2 - Reserved | 2024-09-27 | 2024-10-08 |  | 37879.25 | Generation | HAVASU SOLAR | Lease
UNSEDG-12612 | 86404 | PV (Photovoltaic) | 23.8 | 38485 | Residential | Non-Incentive | 2 - Reserved | 2024-09-27 |  |  | 82928.76 | Generation | ESMAY ELECTRIC, INC. | Purchase
UNSEDG-12614 | 86406 | PV (Photovoltaic) | 8.4 | 15885 | Residential | Non-Incentive | 2 - Reserved | 2024-09-27 |  |  | 28000 | Generation | Self installer | Purchase
UNSEDG-12615 | 85648 | PV (Photovoltaic) | 4.345 | 7618 | Residential | Non-Incentive | 2 - Reserved | 2024-09-27 |  |  | 31441.2 | Generation | Capital Energy LLC | Lease
UNSEDG-12638 | 86404 | PV (Photovoltaic) | 15.2 | 23890 | Residential | Non-Incentive | 2 - Reserved | 2024-09-30 |  |  | 47010 | Generation and Energy Storage | ESMAY ELECTRIC, INC. | Purchase
UNSEDG-12635 | 86406 | PV (Photovoltaic) | 11.745 | 19105 | Residential | Non-Incentive | 2 - Reserved | 2024-09-29 |  |  | 32533.65 | Generation | ESMAY ELECTRIC, INC. | Lease
UNSEDG-12617 | 86404 | PV (Photovoltaic) | 12.47 | 22325 | Residential | Non-Incentive | 2 - Reserved | 2024-09-27 | 2024-10-08 |  | 74737.68 | Generation | Our World Energy | Lease
UNSEDG-12618 | 86406 | PV (Photovoltaic) | 21.5 | 37215 | Residential | Non-Incentive | 2 - Reserved | 2024-09-27 | 2024-10-09 |  | 48341 | Generation | HAVASU SOLAR | Purchase
UNSEDG-12619 | 86404 | PV (Photovoltaic) | 18.06 | 32943 | Residential | Non-Incentive | 2 - Reserved | 2024-09-27 | 2024-10-08 |  | 45972 | Generation | HAVASU SOLAR | Purchase
UNSEDG-12620 | 86442 | PV (Photovoltaic) | 10.32 | 19410 | Residential | Non-Incentive | 2 - Reserved | 2024-09-27 | 2024-10-08 |  | 25510 | Generation | HAVASU SOLAR | Purchase
UNSEDG-12621 | 86401 | PV (Photovoltaic) | 7.31 | 12755 | Residential | Non-Incentive | 2 - Reserved | 2024-09-27 | 2024-10-08 |  | 18891 | Generation | HAVASU SOLAR | Purchase
UNSEDG-12622 | 86406 | PV (Photovoltaic) | 4.3 | 8341 | Residential | Non-Incentive | 2 - Reserved | 2024-09-27 | 2024-10-08 |  | 20406 | Generation | HAVASU SOLAR | Purchase
UNSEDG-12623 | 86404 | PV (Photovoltaic) | 7.31 | 13510 | Residential | Non-Incentive | 2 - Reserved | 2024-09-27 | 2024-10-08 |  | 19843.61 | Generation | HAVASU SOLAR | Lease
UNSEDG-12624 | 86404 | PV (Photovoltaic) | 10.75 | 19778 | Residential | Non-Incentive | 2 - Reserved | 2024-09-27 | 2024-10-08 |  | 32699.85 | Generation | HAVASU SOLAR | Lease
UNSEDG-12625 | 86406 | PV (Photovoltaic) | 11.61 | 21525 | Residential | Non-Incentive | 2 - Reserved | 2024-09-27 | 2024-10-08 |  | 35420.77 | Generation | HAVASU SOLAR | Lease
UNSEDG-12626 | 86404 | PV (Photovoltaic) | 6.45 | 12220 | Residential | Non-Incentive | 2 - Reserved | 2024-09-27 | 2024-10-08 |  | 20375.39 | Generation | HAVASU SOLAR | Lease
UNSEDG-12627 | 86409 | PV (Photovoltaic) | 7.2 | 13469 | Residential | Non-Incentive | 2 - Reserved | 2024-09-28 |  |  | 36022 | Generation | Our World Energy | Purchase
UNSEDG-12628 | 86409 | PV (Photovoltaic) | 10 | 18394 | Residential | Non-Incentive | 2 - Reserved | 2024-09-28 | 2024-10-08 |  | 58057.8 | Generation | Our World Energy | Purchase
UNSEDG-12641 | 86406 | PV (Photovoltaic) | 8.17 | 14504 | Residential | Non-Incentive | 2 - Reserved | 2024-09-30 | 2024-10-08 |  | 24624.16 | Generation | HAVASU SOLAR | Lease
UNSEDG-12634 | 86404 | PV (Photovoltaic) | 18.72 | 33279 | Residential | Non-Incentive | 2 - Reserved | 2024-09-29 | 2024-10-08 |  | 52041.6 | Generation | ESMAY ELECTRIC, INC. | Purchase
UNSEDG-12639 | 86404 | PV (Photovoltaic) | 13.6 | 21160 | Residential | Non-Incentive | 2 - Reserved | 2024-09-30 |  |  | 47010 | Generation | ESMAY ELECTRIC, INC. | Purchase
UNSEDG-12640 | 86406 | PV (Photovoltaic) | 12 | 18861 | Residential | Non-Incentive | 2 - Reserved | 2024-09-30 |  |  | 30000 | Generation | ESMAY ELECTRIC, INC. | Purchase
UNSEDG-12642 | 86406 | PV (Photovoltaic) | 5.6 | 8507 | Residential | Non-Incentive | 2 - Reserved | 2024-09-30 |  |  | 14628 | Generation | Nerd Power AZ LLC | Purchase
UNSEDG-12643 | 86406 | PV (Photovoltaic) | 11.61 | 18009 | Residential | Non-Incentive | 2 - Reserved | 2024-09-30 |  |  | 30418.2 | Generation | HAVASU SOLAR | Lease
UNSEDG-12644 | 86401 | PV (Photovoltaic) | 6.02 | 11266 | Residential | Non-Incentive | 2 - Reserved | 2024-09-30 | 2024-10-08 |  | 24937.44 | Generation | HAVASU SOLAR | Purchase
UNSEDG-12645 | 86401 | PV (Photovoltaic) | 6.02 | 10248 | Residential | Non-Incentive | 2 - Reserved | 2024-09-30 | 2024-10-08 |  | 16070.06 | Generation | HAVASU SOLAR | Lease
UNSEDG-12646 | 86404 | PV (Photovoltaic) | 11.18 | 21510 | Residential | Non-Incentive | 2 - Reserved | 2024-09-30 | 2024-10-08 |  | 31527.6 | Generation | HAVASU SOLAR | Lease
UNSEDG-12647 | 86401 | PV (Photovoltaic) | 5.16 | 9983 | Residential | Non-Incentive | 2 - Reserved | 2024-09-30 | 2024-10-08 |  | 22561.89 | Generation | HAVASU SOLAR | Purchase
UNSEDG-12649 | 86406 | PV (Photovoltaic) | 12.04 | 20604 | Residential | Non-Incentive | 2 - Reserved | 2024-09-30 |  |  | 35036.4 | Generation | HAVASU SOLAR | Lease
UNSEDG-12650 | 86404 | PV (Photovoltaic) | 16.34 | 28914 | Residential | Non-Incentive | 2 - Reserved | 2024-09-30 | 2024-10-08 |  | 45098.4 | Generation | HAVASU SOLAR | Lease
UNSEDG-12651 | 86404 | PV (Photovoltaic) | 12.04 | 23391 | Residential | Non-Incentive | 2 - Reserved | 2024-09-30 | 2024-10-08 |  | 35879.2 | Generation | HAVASU SOLAR | Lease
UNSEDG-12652 | 86406 | PV (Photovoltaic) | 7.6 | 14065 | Residential | Non-Incentive | 2 - Reserved | 2024-09-30 | 2024-10-08 |  | 5734 | Generation | HAVASU SOLAR | Purchase
UNSEDG-12653 | 86413 | PV (Photovoltaic) | 8.8 | 14842 | Residential | Non-Incentive | 2 - Reserved | 2024-09-30 | 2024-10-08 |  | 50493 | Generation | Our World Energy | Lease
UNSEDG-12654 | 86404 | PV (Photovoltaic) | 15.48 | 28943 | Residential | Non-Incentive | 2 - Reserved | 2024-09-30 | 2024-10-08 |  | 43808.4 | Generation | HAVASU SOLAR | Lease
UNSEDG-12655 | 86413 | PV (Photovoltaic) | 13.33 | 23959 | Residential | Non-Incentive | 2 - Reserved | 2024-09-30 | 2024-10-08 |  | 33325 | Generation | HAVASU SOLAR | Purchase
UNSEDG-12657 | 86406 | PV (Photovoltaic) | 12.6 | 24196 | Residential | Non-Incentive | 2 - Reserved | 2024-09-30 | 2024-10-08 |  | 32760 | Generation | HAVASU SOLAR | Purchase
UNSEDG-12656 | 86403 | PV (Photovoltaic) | 8.7 | 14152 | Residential | Non-Incentive | 2 - Reserved | 2024-09-30 |  |  | 47690 | Generation and Energy Storage | ESMAY ELECTRIC, INC. | Purchase
UNSEDG-12723 | 86404 | PV (Photovoltaic) | 13.28 | 23866 | Residential | Non-Incentive | 2 - Reserved | 2024-10-09 |  |  | 19800 | Generation | SELF INSALLER | Purchase
UNSEDG-12658 | 86406 | PV (Photovoltaic) | 19.35 | 27640 | Residential | Non-Incentive | 2 - Reserved | 2024-09-30 | 2024-10-08 |  | 53936 | Generation | HAVASU SOLAR | Purchase
UNSEDG-12659 | 86406 | PV (Photovoltaic) | 32.68 | 56858 | Residential | Non-Incentive | 2 - Reserved | 2024-09-30 |  |  | 85218 | Generation | HAVASU SOLAR | Purchase
UNSEDG-12660 | 86406 | PV (Photovoltaic) | 6.88 | 12028 | Residential | Non-Incentive | 2 - Reserved | 2024-09-30 |  |  | 19445 | Generation | HAVASU SOLAR | Purchase
UNSEDG-12661 | 86406 | PV (Photovoltaic) | 21.07 | 35988 | Residential | Non-Incentive | 2 - Reserved | 2024-09-30 | 2024-10-08 |  | 65345.49 | Generation | HAVASU SOLAR | Lease
UNSEDG-12662 | 86404 | PV (Photovoltaic) | 10.32 | 18469 | Residential | Non-Incentive | 2 - Reserved | 2024-09-30 | 2024-10-08 |  | 30960 | Generation | HAVASU SOLAR | Lease
UNSEDG-12663 | 86406 | PV (Photovoltaic) | 11.61 | 21562 | Residential | Non-Incentive | 2 - Reserved | 2024-09-30 | 2024-10-09 |  | 31264.06 | Generation | HAVASU SOLAR | Lease
UNSEDG-12664 | 86406 | PV (Photovoltaic) | 13.33 | 23395 | Residential | Non-Incentive | 2 - Reserved | 2024-09-30 |  |  | 41225.74 | Generation | HAVASU SOLAR | Lease
UNSEDG-12665 | 86403 | PV (Photovoltaic) | 26.66 | 43799 | Residential | Non-Incentive | 2 - Reserved | 2024-09-30 |  |  | 77314 | Generation | HAVASU SOLAR | Lease
UNSEDG-12667 | 86406 | PV (Photovoltaic) | 15.91 | 26701 | Residential | Non-Incentive | 2 - Reserved | 2024-09-30 | 2024-10-09 |  | 40924 | Generation | HAVASU SOLAR | Lease
UNSEDG-12666 | 85648 | PV (Photovoltaic) | 5.85 | 9408 | Residential | Non-Incentive | 2 - Reserved | 2024-09-30 |  |  | 14502.5 | Generation | SAGUARO SOLAR ELECTRIC | Purchase
UNSEDG-12668 | 86404 | PV (Photovoltaic) | 9.46 | 17506 | Residential | Non-Incentive | 2 - Reserved | 2024-09-30 | 2024-10-08 |  | 29326 | Generation | HAVASU SOLAR | Lease
UNSEDG-12669 | 86404 | PV (Photovoltaic) | 13.76 | 24327 | Residential | Non-Incentive | 2 - Reserved | 2024-09-30 | 2024-10-09 |  | 33962 | Generation | HAVASU SOLAR | Lease
UNSEDG-12670 | 86404 | PV (Photovoltaic) | 6.88 | 13031 | Residential | Non-Incentive | 2 - Reserved | 2024-09-30 | 2024-10-08 |  | 17200 | Generation | HAVASU SOLAR | Purchase
UNSEDG-12671 | 86406 | PV (Photovoltaic) | 4.3 | 7770 | Residential | Non-Incentive | 2 - Reserved | 2024-09-30 |  |  | 12900 | Generation | HAVASU SOLAR | Lease
UNSEDG-12673 | 86406 | PV (Photovoltaic) | 17.63 | 29646 | Residential | Non-Incentive | 2 - Reserved | 2024-09-30 | 2024-10-09 |  | 52086.48 | Generation | HAVASU SOLAR | Lease
UNSEDG-12674 | 86404 | PV (Photovoltaic) | 15.05 | 27859 | Residential | Non-Incentive | 2 - Reserved | 2024-09-30 | 2024-10-09 |  | 48813.05 | Generation | HAVASU SOLAR | Purchase
UNSEDG-12675 | 85648 | PV (Photovoltaic) | 13.53 | 22180 | Residential | Non-Incentive | 2 - Reserved | 2024-10-01 |  |  | 37001.5 | Generation | Freedom Forever INC | Lease
UNSEDG-12682 | 86409 |  | 7.6 | 13233 | Residential | Non-Incentive | 2 - Reserved | 2024-10-02 |  |  | 54274.44 | Generation | Our World Energy | Lease
UNSEDG-12676 | 86409 | PV (Photovoltaic) | 16 | 30827 | Residential | Non-Incentive | 2 - Reserved | 2024-10-01 | 2024-10-03 |  | 28500 | Generation and Energy Storage | self install | Purchase
UNSEDG-12678 | 86404 | PV (Photovoltaic) | 5.72 | 10250 | Residential | Non-Incentive | 2 - Reserved | 2024-10-02 | 2024-10-14 |  | 21092 | Generation | RDX POWER, LLC | Purchase
UNSEDG-12689 | 85648 | PV (Photovoltaic) | 12.04 | 19333 | Residential | Non-Incentive | 2 - Reserved | 2024-10-03 |  |  | 34554.8 | Generation | Revolve Solutions LLC | Lease
UNSEDG-12679 | 86401 | PV (Photovoltaic) | 9.48 | 15996 | Residential | Non-Incentive | 2 - Reserved | 2024-10-02 |  |  | 43941 | Generation | Capital Energy LLC | Lease
UNSEDG-12681 | 86409 | PV (Photovoltaic) | 5.135 | 9901 | Residential | Non-Incentive | 2 - Reserved | 2024-10-02 | 2024-10-08 |  | 18000 | Generation | Angle Solar | Purchase
UNSEDG-12683 | 85621 | PV (Photovoltaic) | 7.2 | 11852 | Residential | Non-Incentive | 2 - Reserved | 2024-10-03 | 2024-10-14 |  | 42012 | Generation | Our World Energy | Purchase
UNSEDG-12692 | 86409 | PV (Photovoltaic) | 7.2 | 11918 | Residential | Non-Incentive | 2 - Reserved | 2024-10-03 |  |  | 33303.96 | Generation | Our World Energy | Purchase
UNSEDG-12684 | 86406 | PV (Photovoltaic) | 19.6 | 33815 | Residential | Non-Incentive | 2 - Reserved | 2024-10-03 | 2024-10-14 |  | 113323.92 | Generation | Our World Energy | Lease
UNSEDG-12732 | 86406 | PV (Photovoltaic) | 17.2 | 32870 | Residential | Non-Incentive | 2 - Reserved | 2024-10-11 |  |  | 45000 | Generation | GT POWER | Purchase
UNSEDG-12685 | 86404 | PV (Photovoltaic) | 11.2 | 18543 | Residential | Non-Incentive | 2 - Reserved | 2024-10-03 | 2024-10-15 |  | 66673.56 | Generation | Our World Energy | Lease
UNSEDG-12688 | 85648 | PV (Photovoltaic) | 8.8 | 16115 | Residential | Non-Incentive | 2 - Reserved | 2024-10-03 | 2024-10-15 |  | 75690.24 | Generation | Better Earth Electric AZ LLC | Lease
UNSEDG-12690 | 86409 | PV (Photovoltaic) | 10.125 | 19482 | Residential | Non-Incentive | 2 - Reserved | 2024-10-03 | 2024-10-15 |  | 29568.95 | Generation | Harmon Electric | Purchase
UNSEDG-12693 | 86404 | PV (Photovoltaic) | 11.9 | 21352 | Residential | Non-Incentive | 2 - Reserved | 2024-10-03 |  |  | 39000 | Generation and Energy Storage | NB Baker Electric AZ LLC dba Streamline Solar | Lease
UNSEDG-12694 | 86403 | PV (Photovoltaic) | 7.6 | 12064 | Residential | Non-Incentive | 2 - Reserved | 2024-10-03 |  |  | 51907.68 | Generation | Our World Energy | Lease
UNSEDG-12695 | 85648 | PV (Photovoltaic) | 12.8 | 21171 | Residential | Non-Incentive | 2 - Reserved | 2024-10-03 |  |  | 86539.68 | Generation and Energy Storage | Our World Energy | Lease
UNSEDG-12696 | 86409 | PV (Photovoltaic) | 11.48 | 16918 | Residential | Non-Incentive | 2 - Reserved | 2024-10-04 |  |  | 57288 | Generation | Inty Power | Lease
UNSEDG-12698 | 85648 |  | 11.89 | 18586 | Residential | Non-Incentive | 2 - Reserved | 2024-10-04 |  |  | 49485.29 | Generation | Green Light Solar | Purchase
UNSEDG-12697 | 85648 | PV (Photovoltaic) | 10.2 | 16583 | Residential | Non-Incentive | 2 - Reserved | 2024-10-04 |  |  | 136989 | Generation and Energy Storage | Our World Energy | Lease
UNSEDG-12699 | 85621 | PV (Photovoltaic) | 12.3 | 19785 | Residential | Non-Incentive | 2 - Reserved | 2024-10-04 |  |  | 76276.2 | Generation | Inty Power | Lease
UNSEDG-12702 | 86406 | PV (Photovoltaic) | 11.2 | 18645 | Residential | Non-Incentive | 2 - Reserved | 2024-10-05 |  |  | 88277.52 | Generation and Energy Storage | Our World Energy | Lease
UNSEDG-12703 | 86401 | PV (Photovoltaic) | 10.4 | 17945 | Residential | Non-Incentive | 2 - Reserved | 2024-10-05 |  |  | 84817.8 | Generation | Our World Energy | Lease
UNSEDG-12705 | 86406 | PV (Photovoltaic) | 11.2 | 19382 | Residential | Non-Incentive | 2 - Reserved | 2024-10-06 |  |  | 58191.72 | Generation | Our World Energy | Lease
UNSEDG-12707 | 86404 | PV (Photovoltaic) | 16.4 | 29429 | Residential | Non-Incentive | 2 - Reserved | 2024-10-07 |  |  | 79677 | Generation | Our World Energy | Lease
UNSEDG-12708 | 85648 | PV (Photovoltaic) | 16.8 | 28521 | Residential | Non-Incentive | 2 - Reserved | 2024-10-07 |  |  | 100717.32 | Generation | Our World Energy | Lease
UNSEDG-12709 | 85648 | PV (Photovoltaic) | 11.455 | 19261 | Residential | Non-Incentive | 2 - Reserved | 2024-10-07 |  |  | 72259.68 | Generation | Capital Energy LLC | Lease
UNSEDG-12710 | 85648 | PV (Photovoltaic) | 5.53 | 10288 | Residential | Non-Incentive | 2 - Reserved | 2024-10-07 |  |  | 35633.16 | Generation | Capital Energy LLC | Lease
UNSEDG-12730 | 85621 | PV (Photovoltaic) | 6 | 9645 | Residential | Non-Incentive | 2 - Reserved | 2024-10-11 |  |  | 37019.04 | Generation | Our World Energy | Lease
UNSEDG-12722 | 86404 | PV (Photovoltaic) | 16 | 30673 | Residential | Non-Incentive | 2 - Reserved | 2024-10-09 |  |  | 33600 | Generation | Option One Solar | Purchase
UNSEDG-12711 | 85648 | PV (Photovoltaic) | 4.345 | 7464 | Residential | Non-Incentive | 2 - Reserved | 2024-10-08 |  |  | 36459.48 | Generation | Capital Energy LLC | Lease
UNSEDG-12712 | 85648 | PV (Photovoltaic) | 6.45 | 12310 | Residential | Non-Incentive | 2 - Reserved | 2024-10-08 |  |  | 16452 | Generation | Freedom Forever | Purchase
UNSEDG-12713 | 86406 | PV (Photovoltaic) | 16 | 26888 | Residential | Non-Incentive | 2 - Reserved | 2024-10-08 |  |  | 89727.96 | Generation | Our World Energy | Lease
UNSEDG-12714 | 86406 |  | 5.59 | 10619 | Residential | Non-Incentive | 2 - Reserved | 2024-10-08 |  |  | 18560.11 | Generation | HAVASU SOLAR | Lease
UNSEDG-12715 | 85648 | PV (Photovoltaic) | 17.6 | 29465 | Residential | Non-Incentive | 2 - Reserved | 2024-10-08 |  |  | 127445.28 | Generation | Our World Energy | Lease
UNSEDG-12716 | 86403 | PV (Photovoltaic) | 7.74 | 12519 | Residential | Non-Incentive | 2 - Reserved | 2024-10-08 |  |  | 22059 | Generation | HAVASU SOLAR | Lease
UNSEDG-12717 | 86401 | PV (Photovoltaic) | 7.11 | 13710 | Residential | Non-Incentive | 2 - Reserved | 2024-10-08 |  |  | 22000 | Generation | Angle Solar | Purchase
UNSEDG-12718 | 86404 |  | 8.502 | 14043 | Residential | Non-Incentive | 2 - Reserved | 2024-10-09 |  |  | 25806 | Generation | ESMAY ELECTRIC, INC. | Purchase
UNSEDG-12719 | 86406 | PV (Photovoltaic) | 0.42 | 679 | Residential | Non-Incentive | 2 - Reserved | 2024-10-09 |  |  | 1200 | Generation | ESMAY ELECTRIC, INC. | Purchase
UNSEDG-12720 | 85648 | PV (Photovoltaic) | 3.2 | 5368 | Residential | Non-Incentive | 2 - Reserved | 2024-10-09 |  |  | 20131.68 | Generation | Our World Energy | Lease
UNSEDG-12721 | 86409 | PV (Photovoltaic) | 4.345 | 8378 | Residential | Non-Incentive | 2 - Reserved | 2024-10-09 |  |  | 16000 | Generation | Angle Solar | Purchase
UNSEDG-12728 | 85648 | PV (Photovoltaic) | 4.74 | 8579 | Residential | Non-Incentive | 2 - Reserved | 2024-10-11 |  |  | 29044 | Generation | Freedom Forever | Purchase
UNSEDG-12724 | 85648 | PV (Photovoltaic) | 11.34 | 18535 | Residential | Non-Incentive | 2 - Reserved | 2024-10-10 |  |  | 79679.52 | Generation and Energy Storage | Inty Power | Lease
UNSEDG-12725 | 85648 | PV (Photovoltaic) | 5.74 | 9243 | Residential | Non-Incentive | 2 - Reserved | 2024-10-10 |  |  | 17277.4 | Generation | Green Light Solar | Purchase
UNSEDG-12726 | 86401 | PV (Photovoltaic) | 8.8 | 16055 | Residential | Non-Incentive | 2 - Reserved | 2024-10-10 |  |  | 23806 | Generation | Our World Energy | Purchase
UNSEDG-12729 | 85648 | PV (Photovoltaic) | 7.9 | 12894 | Residential | Non-Incentive | 2 - Reserved | 2024-10-11 |  |  | 47209.68 | Generation | Capital Energy LLC | Lease
UNSEDG-12731 | 86409 | PV (Photovoltaic) | 5.2 | 9603 | Residential | Non-Incentive | 2 - Reserved | 2024-10-11 |  |  | 31047 | Generation | Our World Energy | Lease
UNSEDG-12736 | 86401 | PV (Photovoltaic) | 0.37 | 152 | Residential | Non-Incentive | 2 - Reserved | 2024-10-14 |  |  | 11000 | Generation | Self Installed | Purchase
UNSEDG-12735 | 86401 | PV (Photovoltaic) | 8 | 14920 | Residential | Non-Incentive | 2 - Reserved | 2024-10-14 |  |  | 46000.08 | Generation | Our World Energy | Lease
UNSEDG-12737 | 86413 | PV (Photovoltaic) | 13.6 | 19696 | Residential | Non-Incentive | 2 - Reserved | 2024-10-14 |  |  | 42740 | Generation | Wise Electric, Inc | Purchase
UNSEDG-12738 | 86401 | PV (Photovoltaic) | 5.2 | 8889 | Residential | Non-Incentive | 2 - Reserved | 2024-10-14 |  |  | 26100 | Generation and Energy Storage | Our World Energy | Purchase
UNSEDG-12739 | 85621 | PV (Photovoltaic) | 9.84 | 16875 | Residential | Non-Incentive | 2 - Reserved | 2024-10-14 |  |  | 60440.16 | Generation | Inty Power | Lease
UNSEDG-12740 | 85628 | PV (Photovoltaic) | 6.8 | 11443 | Residential | Non-Incentive | 2 - Reserved | 2024-10-15 |  |  | 67682.52 | Generation and Energy Storage | Our World Energy | Lease