## AZGS Non-Residential
Arizona Goes Solar: APS Non-Residential Data
This data is for informational purposes only, is not intended to be relied upon and is only current through the date noted in the file. APS disclaims any warranty of accuracy or completeness.
ID # | Zip Code of Installation | Technology | System Size - Capacity | System Size - Energy Generation | Program Name | Current Application Status | Application Date | Installation Date | Total Cost of System | Incentive Offered | Name of installer | Ownership Type
Unique ID from Utility System |  |  | kW= DC Watts | kWh |  | Options: 0 - Canceled 2 - Reserved 3 - Installed 4 - Offlined | Date application received | Date of system start-up | Total cost as reflected in customer documentation. Cost may be updated as customer moves through process. | Amount of incentive provided by utility.
1 | 85365 | PV Grid Tied | 332.64 | 479002 | Interconnect Only | 3 | 2012-05-15 | 2015-04-06 | 0 | 0 | Synergy | Purchased
2 | 86322 | PV Grid Tied | 44.55 | 64152 | Interconnect Only | 3 | 2017-01-27 | 2023-06-23 | 0 | 0 |  | Purchased
3 | 85128 | PV Grid Tied | 19.2 | 27648 | Interconnect Only | 0 | 2018-08-28 |  | 0 | 0 |  | Purchased
4 | 85355 | PV Grid Tied | 92.625 | 133380 | Interconnect Only | 3 | 2019-05-08 | 2020-12-21 | 0 | 0 | K2 Electric Inc. | Purchased
5 | 85355 | PV Grid Tied | 88.725 | 127764 | Interconnect Only | 3 | 2019-05-07 | 2020-12-21 | 0 | 0 | K2 Electric Inc. | Purchased
6 | 85603 | PV Grid Tied | 7.965 | 11470 | Interconnect Only | 3 | 2019-06-24 | 2020-06-18 | 0 | 0 | The Solar Store | Purchased
7 | 85392 | PV Grid Tied | 21.9 | 31536 | Interconnect Only | 0 | 2019-07-01 |  | 0 | 0 |  | Purchased
8 | 85015 | PV Grid Tied | 6.1 | 8784 | Interconnect Only | 3 | 2019-07-19 | 2020-07-21 | 0 | 0 | Premier Solar Solutions | Purchased
9 | 85340 | Solar Plus Battery | 231.88 | 333907 | Interconnect Only | 3 | 2019-08-06 | 2020-11-23 | 0 | 0 | Urban Energy Solutions, LLC | Purchased
10 | 85365 | PV Grid Tied | 325.215 | 468310 | Interconnect Only | 3 | 2019-08-27 | 2020-08-14 | 0 | 0 |  | Purchased
11 | 85351 | PV Grid Tied | 21.125 | 30420 | Interconnect Only | 3 | 2019-10-08 | 2020-08-10 | 0 | 0 | Arizona Solar Concepts LLC | Purchased
12 | 85009 | PV Grid Tied | 24.475 | 35244 | Interconnect Only | 0 | 2019-11-12 |  | 0 | 0 | Titan Solar Power Inc. | Purchased
13 | 85260 | PV Grid Tied | 40.2 | 57888 | Interconnect Only | 3 | 2019-11-21 | 2020-07-30 | 0 | 0 |  | Purchased
14 | 85379 | PV Grid Tied | 297 | 427680 | Interconnect Only | 3 | 2019-12-09 | 2020-12-16 | 0 | 0 | Renewable Design Solutions | Purchased
15 | 85335 | PV Grid Tied | 37.41 | 53870 | Interconnect Only | 0 | 2019-12-12 |  | 0 | 0 | Reyes Remodeling | Purchased
16 | 86326 | PV Grid Tied | 43.56 | 62726 | Interconnect Only | 3 | 2019-12-17 | 2020-06-26 | 0 | 0 | Stockbridge Energy Group LLC | Purchased
17 | 85260 | PV Grid Tied | 17.92 | 25805 | Interconnect Only | 0 | 2020-01-14 |  | 0 | 0 | Titan Solar Power | Purchased
18 | 85255 | PV Grid Tied | 591.36 | 851558 | Interconnect Only | 3 | 2020-01-15 | 2020-10-01 | 0 | 0 |  | Purchased
19 | 85255 | PV Grid Tied | 585.2 | 842688 | Interconnect Only | 3 | 2020-01-15 | 2020-10-01 | 0 | 0 |  | Purchased
20 | 85258 | PV Grid Tied | 21.75 | 31320 | Interconnect Only | 3 | 2020-01-21 | 2020-07-08 | 0 | 0 |  | Purchased
21 | 86004 | PV Grid Tied | 39 | 56160 | Interconnect Only | 0 | 2020-01-22 |  | 0 | 0 |  | Purchased
22 | 85013 | PV Grid Tied | 79.8 | 114912 | Interconnect Only | 3 | 2020-02-06 | 2021-01-15 | 0 | 0 | Advanced Energy Systems, LLC | Purchased
23 | 85364 | PV Grid Tied | 7.32 | 10541 | Interconnect Only | 0 | 2020-02-12 |  | 0 | 0 |  | Purchased
24 | 85234 | PV Grid Tied | 27.74 | 39946 | Interconnect Only | 3 | 2020-02-06 | 2021-04-09 | 0 | 0 |  | Purchased
25 | 85338 | PV Grid Tied | 28.47 | 40997 | Interconnect Only | 3 | 2020-02-12 | 2020-11-04 | 0 | 0 |  | Purchased
26 | 85374 | PV Grid Tied | 38.325 | 55188 | Interconnect Only | 3 | 2020-02-12 | 2020-11-04 | 0 | 0 |  | Purchased
27 | 85028 | PV Grid Tied | 48.18 | 69379 | Interconnect Only | 3 | 2020-02-12 | 2021-07-16 | 0 | 0 |  | Purchased
28 | 85032 | PV Grid Tied | 27.74 | 39946 | Interconnect Only | 3 | 2020-02-12 | 2021-05-18 | 0 | 0 |  | Purchased
29 | 85365 | PV Grid Tied | 23.36 | 33638 | Interconnect Only | 3 | 2020-02-12 | 2021-10-07 | 0 | 0 |  | Purchased
30 | 85262 | PV Grid Tied | 19.71 | 28382 | Interconnect Only | 3 | 2020-02-13 | 2021-01-20 | 0 | 0 |  | Purchased
31 | 85326 | PV Grid Tied | 31.39 | 45202 | Interconnect Only | 3 | 2020-02-12 | 2021-06-29 | 0 | 0 |  | Purchased
32 | 86326 | PV Grid Tied | 25.55 | 36792 | Interconnect Only | 3 | 2020-02-12 | 2021-10-08 | 0 | 0 |  | Purchased
33 | 86314 | PV Grid Tied | 25.55 | 36792 | Interconnect Only | 3 | 2020-02-14 | 2021-11-08 | 0 | 0 |  | Purchased
34 | 85349 | PV Grid Tied | 26.28 | 37843 | Interconnect Only | 3 | 2020-02-14 | 2021-12-10 | 0 | 0 |  | Purchased
35 | 85364 | PV Grid Tied | 41.61 | 59918 | Interconnect Only | 3 | 2020-02-14 | 2021-11-29 | 0 | 0 |  | Purchased
36 | 85022 | PV Grid Tied | 24.09 | 34690 | Interconnect Only | 3 | 2020-02-14 | 2021-06-16 | 0 | 0 |  | Purchased
37 | 85326 | PV Grid Tied | 77.76 | 111974 | Interconnect Only | 3 | 2020-02-24 | 2020-06-08 | 0 | 0 | AJP Electric Inc. | Purchased
38 | 85326 | PV Grid Tied | 35.64 | 51322 | Interconnect Only | 3 | 2020-02-24 | 2020-06-08 | 0 | 0 | AJP Electric Inc. | Purchased
39 | 85085 | PV Grid Tied | 782.1 | 1126224 | Interconnect Only | 0 | 2020-02-24 |  | 0 | 0 | Sun Valley Solar Solutions | Purchased
40 | 86004 | Solar Plus Battery |  |  | Interconnect Only | 3 | 2020-03-03 | 2021-06-28 | 0 | 0 | SAI Group | Purchased
41 | 85364 | PV Grid Tied | 17.1 | 24624 | Interconnect Only | 0 | 2020-03-09 |  | 0 | 0 |  | Purchased
42 | 85009 | PV Grid Tied | 11.55 | 16632 | Interconnect Only | 3 | 2020-03-04 | 2020-06-25 | 0 | 0 |  | Purchased
43 | 85007 | PV Grid Tied | 10.89 | 15682 | Interconnect Only | 3 | 2020-03-04 | 2020-12-03 | 0 | 0 |  | Purchased
44 | 85603 | PV Grid Tied | 40 | 57600 | Interconnect Only | 3 | 2020-03-04 | 2020-07-14 | 0 | 0 | GeoInnovation, LLC | Purchased
45 | 86004 | PV Grid Tied | 83.2 | 119808 | Interconnect Only | 3 | 2020-03-06 | 2020-06-24 | 0 | 0 | Rooftop Solar LLC | Purchased
46 | 85012 | PV Grid Tied | 489.06 | 704246 | Interconnect Only | 3 | 2020-03-18 | 2020-08-12 | 0 | 0 |  | Purchased
47 | 85014 | PV Grid Tied | 51.48 | 74131 | Interconnect Only | 3 | 2020-03-13 | 2020-06-15 | 0 | 0 |  | Purchased
48 | 85014 | PV Grid Tied | 13.86 | 19958 | Interconnect Only | 3 | 2020-03-13 | 2020-06-15 | 0 | 0 |  | Purchased
49 | 85310 | PV Grid Tied | 18.98 | 27331 | Interconnect Only | 3 | 2020-05-14 | 2021-05-07 | 0 | 0 |  | Purchased
50 | 86001 | PV Grid Tied | 7.8 | 11232 | Interconnect Only | 3 | 2020-04-15 | 2021-03-02 | 0 | 0 | Rooftop Solar LLC | Purchased
51 | 85086 | PV Grid Tied | 6.67 | 9605 | Interconnect Only | 3 | 2020-04-15 | 2020-06-16 | 0 | 0 | Freedom Forever Arizona | Purchased
52 | 85260 | PV Grid Tied | 76.5 | 110160 | Interconnect Only | 3 | 2020-04-24 | 2020-07-23 | 0 | 0 |  | Purchased
53 | 85350 | PV Grid Tied | 7.26 | 10454 | Interconnect Only | 3 | 2020-05-13 | 2020-09-15 | 0 | 0 |  | Purchased
54 | 85350 | PV Grid Tied | 23.76 | 34214 | Interconnect Only | 3 | 2020-05-07 | 2020-09-15 | 0 | 0 |  | Purchased
55 | 86324 | PV Grid Tied | 5.525 | 7956 | Interconnect Only | 3 | 2020-05-20 | 2020-06-09 | 0 | 0 |  | Purchased
56 | 85022 | PV Grid Tied | 14.805 | 21319 | Interconnect Only | 3 | 2020-05-14 | 2020-06-26 | 0 | 0 | Arcadia Solar Installations | Purchased
57 | 85382 | PV Grid Tied | 21.9 | 31536 | Interconnect Only | 0 | 2020-05-21 |  | 0 | 0 |  | Purchased
58 | 85281 | PV Grid Tied | 60.48 | 87091 | Interconnect Only | 3 | 2018-11-21 | 2020-06-29 | 0 | 0 |  | Purchased
59 | 85032 | PV Grid Tied | 11.22 | 16157 | Interconnect Only | 3 | 2019-09-16 | 2020-05-26 | 0 | 0 |  | Purchased
60 | 85382 | PV Grid Tied | 15.6 | 22464 | Interconnect Only | 3 | 2019-11-08 | 2020-07-17 | 0 | 0 | Redline Electric & Solar, LLC | Purchased
61 | 85901 | PV Grid Tied | 15.6 | 22464 | Interconnect Only | 3 | 2020-03-26 | 2020-06-15 | 0 | 0 |  | Purchased
62 | 85365 | PV Grid Tied | 87.36 | 125798 | Interconnect Only | 3 | 2012-05-16 | 2015-04-06 | 0 | 0 | Synergy | Purchased
63 | 85365 | PV Grid Tied | 154.56 | 222566 | Interconnect Only | 3 | 2012-05-15 | 2015-04-06 | 0 | 0 | Synergy | Purchased
64 | 85365 | PV Grid Tied | 30.24 | 43546 | Interconnect Only | 3 | 2012-05-15 | 2015-04-06 | 0 | 0 | Synergy | Purchased
65 | 85032 | PV Grid Tied | 7.92 | 11405 | Interconnect Only | 3 | 2019-09-16 | 2020-05-19 | 0 | 0 |  | Purchased
66 | 85007 | PV Grid Tied | 30.66 | 44150 | Interconnect Only | 3 | 2019-11-13 | 2020-09-11 | 0 | 0 | Redline Electric & Solar, LLC | Purchased
67 | 85251 | PV Grid Tied | 11.375 | 16380 | Interconnect Only | 3 | 2019-11-15 | 2020-05-22 | 0 | 0 | AZ Sun Services | Purchased
68 | 85014 | PV Grid Tied | 18.81 | 27086 | Interconnect Only | 3 | 2019-11-27 | 2020-05-19 | 0 | 0 | Argent Solar Electric, Inc. | Purchased
69 | 86301 | PV Grid Tied | 13.68 | 19699 | Interconnect Only | 3 | 2019-12-10 | 2020-07-02 | 0 | 0 |  | Purchased
70 | 86314 | PV Grid Tied | 49.5 | 71280 | Interconnect Only | 3 | 2020-01-23 | 2020-06-26 | 0 | 0 |  | Purchased
71 | 86314 | PV Grid Tied | 13.86 | 19958 | Interconnect Only | 3 | 2020-01-23 | 2020-06-26 | 0 | 0 |  | Purchased
72 | 85351 | PV Grid Tied | 46.08 | 66355 | Interconnect Only | 3 | 2020-02-21 | 2020-06-01 | 0 | 0 |  | Purchased
73 | 86326 | PV Grid Tied | 9.92 | 14285 | Interconnect Only | 3 | 2020-03-27 | 2020-06-29 | 0 | 0 | SolarOne Energy Group LLC | Purchased
74 | 85350 | PV Grid Tied | 17.82 | 25661 | Interconnect Only | 3 | 2020-05-27 | 2020-09-24 | 0 | 0 |  | Purchased
75 | 85022 | PV Grid Tied | 37.2 | 53568 | Interconnect Only | 3 | 2020-05-27 | 2020-09-17 | 0 | 0 | Solar Topps LLC | Purchased
76 | 85383 | PV Grid Tied | 4.55 | 6552 | Interconnect Only | 3 | 2019-10-01 | 2020-06-17 | 0 | 0 |  | Purchased
77 | 86004 | PV Grid Tied | 98.15 | 141336 | Interconnect Only | 3 | 2019-10-25 | 2020-11-12 | 0 | 0 | Rooftop Solar LLC | Purchased
78 | 85331 | PV Grid Tied | 51.465 | 74110 | Interconnect Only | 3 | 2020-02-12 | 2021-03-16 | 0 | 0 |  | Purchased
79 | 85122 | PV Grid Tied | 35.77 | 51509 | Interconnect Only | 3 | 2020-02-12 | 2021-11-10 | 0 | 0 |  | Purchased
80 | 85308 | PV Grid Tied | 27.01 | 38894 | Interconnect Only | 3 | 2020-02-14 | 2021-06-08 | 0 | 0 |  | Purchased
81 | 85382 | PV Grid Tied | 46.355 | 66751 | Interconnect Only | 0 | 2020-02-14 |  | 0 | 0 |  | Purchased
82 | 85253 | PV Grid Tied | 23.36 | 33638 | Interconnect Only | 0 | 2020-02-14 |  | 0 | 0 |  | Purchased
83 | 85340 | PV Grid Tied | 42.34 | 60970 | Interconnect Only | 3 | 2020-02-14 | 2021-05-13 | 0 | 0 |  | Purchased
84 | 85326 | PV Grid Tied | 39.785 | 57290 | Interconnect Only | 3 | 2020-02-14 | 2021-04-19 | 0 | 0 |  | Purchased
85 | 85383 | PV Grid Tied | 36.5 | 52560 | Interconnect Only | 3 | 2020-02-14 | 2021-02-08 | 0 | 0 |  | Purchased
86 | 85251 | PV Grid Tied | 19.345 | 27857 | Interconnect Only | 3 | 2020-02-14 | 2021-06-25 | 0 | 0 |  | Purchased
87 | 85034 | PV Grid Tied | 35.04 | 50458 | Interconnect Only | 0 | 2020-02-14 |  | 0 | 0 |  | Purchased
88 | 85382 | PV Grid Tied | 36.135 | 52034 | Interconnect Only | 3 | 2020-03-16 | 2021-03-31 | 0 | 0 |  | Purchased
89 | 85024 | PV Grid Tied | 20.15 | 29016 | Interconnect Only | 0 | 2020-03-24 |  | 0 | 0 |  | Purchased
90 | 85024 | PV Grid Tied | 41.85 | 60264 | Interconnect Only | 0 | 2020-03-23 |  | 0 | 0 |  | Purchased
91 | 85024 | PV Grid Tied | 29.76 | 42854 | Interconnect Only | 0 | 2020-03-23 |  | 0 | 0 | Technicians for Sustainability | Purchased
92 | 85024 | PV Grid Tied | 7.44 | 10714 | Interconnect Only | 3 | 2020-03-30 | 2021-12-16 | 0 | 0 | Technicians for Sustainability | Purchased
93 | 85331 | PV Grid Tied | 190.095 | 273737 | Interconnect Only | 3 | 2020-04-17 | 2020-10-05 | 0 | 0 |  | Purchased
94 | 85350 | PV Grid Tied | 45.54 | 65578 | Interconnect Only | 3 | 2020-05-07 | 2020-09-10 | 0 | 0 |  | Purchased
95 | 85225 | PV Grid Tied | 675.845 | 973217 | Interconnect Only | 3 | 2020-05-14 | 2021-07-28 | 0 | 0 | Solar Gain, Inc. | Purchased
96 | 86004 | PV Grid Tied | 36.05 | 51912 | Interconnect Only | 3 | 2020-05-26 | 2020-10-05 | 0 | 0 | Rooftop Solar LLC | Purchased
97 | 85023 | PV Grid Tied | 223.11 | 321278 | Interconnect Only | 3 | 2017-07-31 | 2023-02-06 | 0 | 0 | Pro Solutions Air | Purchased
98 | 85396 | PV Grid Tied | 54.4 | 78336 | Interconnect Only | 0 | 2019-10-28 |  | 0 | 0 | Core Construction | Purchased
99 | 86326 | PV Grid Tied | 126.06 | 181526 | Interconnect Only | 3 | 2019-12-17 | 2020-09-21 | 0 | 0 | Stockbridge Energy Group LLC | Purchased
100 | 85012 | PV Grid Tied | 87.12 | 125453 | Interconnect Only | 3 | 2019-12-18 | 2020-09-09 | 0 | 0 |  | Purchased
101 | 85023 | PV Grid Tied | 15 | 21600 | Interconnect Only | 3 | 2020-01-07 | 2020-07-22 | 0 | 0 |  | Purchased
102 | 85023 | PV Grid Tied | 12 | 17280 | Interconnect Only | 3 | 2020-01-07 | 2020-07-27 | 0 | 0 |  | Purchased
103 | 85350 | PV Grid Tied | 25.41 | 36590 | Interconnect Only | 3 | 2020-01-15 | 2020-08-20 | 0 | 0 |  | Purchased
104 | 86004 | PV Grid Tied | 46.475 | 66924 | Interconnect Only | 3 | 2020-01-28 | 2020-09-29 | 0 | 0 | Rooftop Solar LLC | Purchased
105 | 85032 | PV Grid Tied | 56.94 | 81994 | Interconnect Only | 3 | 2020-02-12 | 2021-02-23 | 0 | 0 |  | Purchased
106 | 85016 | PV Grid Tied | 78.84 | 113530 | Interconnect Only | 0 | 2020-02-12 |  | 0 | 0 |  | Purchased
107 | 85023 | PV Grid Tied | 28.47 | 40997 | Interconnect Only | 0 | 2020-02-12 |  | 0 | 0 |  | Purchased
108 | 85053 | PV Grid Tied | 24.09 | 34690 | Interconnect Only | 3 | 2020-02-12 | 2021-05-25 | 0 | 0 |  | Purchased
109 | 85020 | PV Grid Tied | 43.07 | 62021 | Interconnect Only | 3 | 2020-02-12 | 2021-04-21 | 0 | 0 |  | Purchased
110 | 85281 | PV Grid Tied | 18.98 | 27331 | Interconnect Only | 3 | 2020-02-12 | 2021-06-29 | 0 | 0 |  | Purchased
111 | 86336 | PV Grid Tied | 24.82 | 35741 | Interconnect Only | 0 | 2020-02-12 |  | 0 | 0 |  | Purchased
112 | 85254 | PV Grid Tied | 40.15 | 57816 | Interconnect Only | 3 | 2020-02-14 | 2022-02-24 | 0 | 0 |  | Purchased
113 | 86314 | PV Grid Tied | 55.48 | 79891 | Interconnect Only | 0 | 2020-02-14 |  | 0 | 0 |  | Purchased
114 | 85255 | PV Grid Tied | 21.17 | 30485 | Interconnect Only | 0 | 2020-02-14 |  | 0 | 0 |  | Purchased
115 | 85260 | PV Grid Tied | 27.375 | 39420 | Interconnect Only | 0 | 2020-02-14 |  | 0 | 0 |  | Purchased
116 | 85250 | PV Grid Tied | 55.115 | 79366 | Interconnect Only | 3 | 2020-02-14 | 2021-12-27 | 0 | 0 |  | Purchased
117 | 85007 | PV Grid Tied | 74.46 | 107222 | Interconnect Only | 0 | 2020-03-07 |  | 0 | 0 |  | Purchased
118 | 85382 | PV Grid Tied | 27.06 | 38966 | Interconnect Only | 0 | 2020-03-11 |  | 0 | 0 |  | Purchased
119 | 85367 | PV Grid Tied | 66 | 95040 | Interconnect Only | 3 | 2020-04-02 | 2020-12-11 | 0 | 0 |  | Purchased
120 | 85541 | PV Grid Tied | 34.31 | 49406 | Interconnect Only | 3 | 2020-04-22 | 2021-05-12 | 0 | 0 |  | Purchased
121 | 85379 | PV Grid Tied | 52.195 | 75161 | Interconnect Only | 3 | 2020-04-01 | 2021-03-31 | 0 | 0 |  | Purchased
122 | 85338 | PV Grid Tied | 47.45 | 68328 | Interconnect Only | 3 | 2020-04-01 | 2021-05-03 | 0 | 0 |  | Purchased
123 | 85260 | PV Grid Tied | 43.435 | 62546 | Interconnect Only | 3 | 2020-04-01 | 2021-05-05 | 0 | 0 |  | Purchased
124 | 85374 | PV Grid Tied | 41.6 | 59904 | Interconnect Only | 3 | 2020-04-22 | 2020-10-22 | 0 | 0 | Titan Solar Power | Purchased
125 | 85390 | PV Grid Tied | 2.64 | 3802 | Interconnect Only | 3 | 2020-04-29 | 2020-08-11 | 0 | 0 | Titan Solar Power | Purchased
126 | 85309 | PV Grid Tied |  |  | 2006 UFI Commercial | 3 | 2006-01-01 | 2006-04-07 | 2252976 | 1021632 |  | Purchased
127 | 85225 | PV Grid Tied | 11.76 | 16934 | 2006 UFI Commercial | 3 | 2005-08-24 | 2006-04-04 | 102916 | 47040 | Perfect Power Inc | Purchased
128 | 85365 | PV Grid Tied | 17.01 | 24494 | 2006 UFI Commercial | 3 | 2006-04-18 | 2006-08-21 | 136324 | 68040 | Perfect Power Inc | Purchased
129 | 85260 | PV Grid Tied | 2.625 | 3780 | 2006 UFI Commercial | 3 | 2006-04-05 | 2006-06-20 | 15897 | 7948.75 | AMERICAN SOLAR ELECTRIC INC | Purchased
130 | 85365 | PV Grid Tied | 31.68 | 45619 | 2006 UFI Commercial | 3 | 2006-01-01 | 2006-12-07 | 254461 | 126720 | Perfect Power Inc | Purchased
131 | 86001 | PV Grid Tied | 14.416 | 20759 | 2006 UFI Commercial | 3 | 2006-01-01 | 2007-03-29 | 254542 | 57664 | Amresco Southwest | Purchased
132 | 86001 | PV Grid Tied | 14.96 | 21542 | 2006 UFI Commercial | 3 | 1999-01-01 | 2007-03-14 | 117400 | 58700 | Architectural & Environmental Associates | Purchased
133 | 85260 | PV Grid Tied | 25.56 | 36806 | 2006 UFI Commercial | 3 | 2006-01-01 | 2006-08-22 | 171433 | 85716.41 | AMERICAN SOLAR ELECTRIC INC | Purchased
134 | 86001 | PV Grid Tied | 2.76 | 3974 | Interconnect Only | 3 | 2005-01-01 | 2003-03-06 | 28438 | 11040 | Jett Electrical Services | Purchased
135 | 86005 | PV Grid Tied | 165.984 | 239017 | 2005 UFI Commercial | 3 | 2005-01-01 | 2008-05-14 | 940991 | 470495.37 | Delta Diversified | Purchased
136 | 85260 | PV Grid Tied | 2.505 | 3607 | 2005 UFI Commercial | 3 | 2005-01-01 | 2005-10-12 | 15100 | 7549.99 | AMERICAN SOLAR ELECTRIC INC | Purchased
137 | 85085 | PV Grid Tied | 6.2 | 8928 | 2005 UFI Commercial | 3 | 2005-01-01 | 2007-03-15 | 41963 | 20981.5 | AMERICAN SOLAR ELECTRIC INC | Purchased
138 | 85253 | PV Grid Tied | 9.6 | 13824 | 2005 UFI Commercial | 4 | 2005-01-01 | 2006-05-23 | 63838 | 31919.19 | AMERICAN SOLAR ELECTRIC INC | Purchased
139 | 85365 | PV Grid Tied | 66 | 95040 | Interconnect Only | 3 | 2006-01-01 | 2006-12-07 | 581978 | 264000 | Perfect Power Inc | Purchased
140 | 86351 | PV Grid Tied | 1.7 | 2448 | 2006 UFI Commercial | 3 | 2006-02-21 | 2006-10-10 | 18670 | 5100 | Architectural & Environmental Associates | Purchased
141 | 85004 | PV Grid Tied | 61.92 | 89165 | 2006 UFI Commercial | 3 | 2006-01-01 | 2006-10-17 | 439833 | 185760 | AMERICAN SOLAR ELECTRIC INC | Purchased
142 | 85260 | PV Grid Tied | 2 | 2880 | 2004 UFI Commercial | 3 | 2004-01-01 | 2005-04-11 | 15600 | 7799.88 | AMERICAN SOLAR ELECTRIC INC | Purchased
143 | 85260 | PV Grid Tied | 6.012 | 8657 | 2004 UFI Commercial | 3 | 2004-01-01 | 2005-01-26 | 35578 | 17789.37 | AMERICAN SOLAR ELECTRIC INC | Purchased
144 | 85020 | PV Grid Tied | 3.465 | 4990 | 2004 UFI Commercial | 3 | 2004-01-01 | 2005-01-19 | 27720 | 13860 |  | Purchased
145 | 85260 | PV Grid Tied | 2.5 | 3600 | 2005 UFI Commercial | 3 | 2005-01-01 | 2005-06-22 | 15341 | 7670.37 | AMERICAN SOLAR ELECTRIC INC | Purchased
146 | 85287 | PV Grid Tied | 34.272 | 49352 | 2004 UFI Commercial | 3 | 2004-01-01 | 2005-06-28 | 850000 | 137088 | Amresco Southwest | Purchased
147 | 85251 | PV Grid Tied | 25.28 | 36403 | 2004 UFI Commercial | 3 | 2004-01-01 | 2004-06-04 | 148096 | 74049.67 | AMERICAN SOLAR ELECTRIC INC | Purchased
148 | 86001 | PV Grid Tied | 0.875 | 1260 | 2004 UFI Commercial | 3 | 2004-01-01 | 2005-02-08 | 5470 | 2735 | Architectural & Environmental Associates | Purchased
149 | 86324 | PV Grid Tied | 10.88 | 15667 | 2004 UFI Commercial | 3 | 2004-01-01 | 2004-08-05 | 86632 | 43316 | Sun Amp Power Company | Purchased
150 | 86323 | PV Grid Tied | 2.5 | 3600 | 2004 UFI Commercial | 3 | 2004-01-01 | 2003-11-06 | 14250 | 7127.5 | EV Solar Products | Purchased
151 | 86326 | PV Grid Tied | 83.776 | 120637 | 2005 UFI Commercial | 3 | 2005-01-01 | 2005-05-03 | 446278 | 223140.2 | AMERICAN SOLAR ELECTRIC INC | Purchased
152 | 86047 | PV Grid Tied | 5.95 | 8568 | 2006 UFI Commercial | 3 | 2006-07-28 | 2006-11-14 | 30281 | 14875 | T 4 Electric | Purchased
153 | 85008 | PV Grid Tied | 135.52 | 195149 | Interconnect Only | 3 | 2006-08-15 | 2007-11-29 | 853789 | 338800 | AMERICAN SOLAR ELECTRIC INC | Purchased
154 | 86045 | PV Grid Tied | 1.53 | 2203 | 2006 UFI Commercial | 3 | 2006-10-06 | 2007-05-09 | 15059 | 3825 | Architectural & Environmental Associates | Purchased
155 | 85022 | PV Grid Tied | 3.06 | 4406 | 2006 UFI Commercial | 3 | 2006-11-01 | 2007-08-30 | 24973 | 7650 | Dependable Solar Products Inc | Purchased
156 | 85006 | PV Grid Tied | 5.4 | 7776 | 2006 UFI Commercial | 3 | 2006-11-03 | 2007-02-21 | 55329 | 13500 | Perfect Power Inc | Purchased
157 | 85340 | PV Grid Tied | 10.5 | 15120 | 2006 UFI Commercial | 3 | 2006-12-05 | 2007-04-16 | 81513 | 31500 | Kwaad Electric | Purchased
158 | 85501 | PV Grid Tied | 7.2 | 10368 | 2006 UFI Commercial | 3 | 2006-12-18 | 2007-05-24 | 45082 | 18000 | Solar Exchange | Purchased
159 | 86004 | PV Grid Tied | 10.32 | 14861 | 2007 UFI Commercial | 3 | 2007-06-18 | 2007-10-31 | 56991 | 25800 | AMERICAN SOLAR ELECTRIC INC | Purchased
160 | 85008 | PV Grid Tied | 201 | 289440 | 2007 PBI | 3 | 2007-07-25 | 2007-11-29 | 2117230 | 92962.5 | AMERICAN SOLAR ELECTRIC INC | Purchased
161 | 85308 | PV Grid Tied | 15.405 | 22183 | 2007 UFI Commercial | 4 | 2007-09-13 | 2008-05-21 | 112548 | 38512.5 | ECLIPSE ELECTRIC LLC | Purchased
162 | 85338 | PV Grid Tied | 11.34 | 16330 | 2007 UFI Commercial | 3 | 2007-11-08 | 2007-12-19 | 93379 | 28350 | Perfect Power Inc | Purchased
163 | 85365 | PV Grid Tied | 49.368 | 71090 | 2007 UFI Commercial | 3 | 2007-12-21 | 2008-07-24 | 318302 | 123420 | Yuma Solar | Purchased
164 | 85382 | PV Grid Tied | 50.592 | 72852 | 2007 UFI Commercial | 3 | 2007-12-27 | 2008-04-16 | 456035 | 126480 | Code Electric | Purchased
165 | 85365 | PV Grid Tied | 201.6 | 290304 | 2007 UFI Commercial | 3 | 2007-12-27 | 2008-10-16 | 1295841 | 500000 | Yuma Solar | Purchased
166 | 86001 | PV Grid Tied | 42.64 | 61402 | 2008 UFI Commercial | 3 | 2008-01-16 | 2009-01-21 | 414154 | 106920 | Architectural & Environmental Associates | Purchased
167 | 85308 | PV Grid Tied | 95.94 | 138154 | 2008 UFI Commercial | 3 | 2008-01-24 | 2008-12-23 | 668107 | 239850 | AMERICAN SOLAR ELECTRIC INC | Purchased
168 | 85365 | PV Grid Tied | 23.1 | 33264 | 2008 UFI Commercial | 3 | 2008-01-25 | 2008-09-05 | 161006 | 57750 | Sunbright Electric LLC | Purchased
169 | 85365 | PV Grid Tied | 32.67 | 47045 | 2008 UFI Commercial | 3 | 2008-01-25 | 2008-09-05 | 221719 | 81675 | Sunbright Electric LLC | Purchased
170 | 85004 | PV Grid Tied | 99.552 | 143355 | 2008 UFI Commercial | 3 | 2008-02-06 | 2008-05-15 | 497760 | 248880 | Code Electric | Purchased
171 | 85034 | PV Grid Tied | 50.31 | 72446 | 2008 UFI Commercial | 3 | 2008-02-13 | 2008-12-29 | 344152 | 125775 | Photovoltaic System Mfg LLC | Purchased
172 | 85086 | PV Grid Tied | 159.6 | 229824 | 2008 UFI Commercial | 3 | 2008-02-22 | 2009-09-16 | 832023 | 399000 | Alpha Technologies DBA Alpha Energy | Purchased
173 | 86336 | PV Grid Tied | 51.975 | 74844 | 2008 UFI Commercial | 3 | 2008-03-05 | 2009-02-03 | 289672 | 129937.5 | AL McNulty Electric LLC | Purchased
174 | 86001 | PV Grid Tied | 1.26 | 1814 | 2008 UFI Commercial | 3 | 2008-03-12 | 2008-05-28 | 11691 | 3150 | Acorn Electric | Purchased
175 | 85251 | PV Grid Tied | 4.16 | 5990 | 2008 UFI Commercial | 3 | 2008-03-12 | 2008-08-04 | 28693 | 10400 | Dependable Solar Products Inc | Purchased
176 | 85132 | PV Grid Tied | 2.38 | 3427 | 2008 UFI Commercial | 3 | 2008-03-17 | 2008-06-16 | 19480 | 5950 | AllWest Energy Inc | Purchased
177 | 85365 | PV Grid Tied | 105.6 | 152064 | 2008 UFI Commercial | 3 | 2008-04-01 | 2008-10-06 | 709613 | 264000 | Mac Electric | Purchased
178 | 85390 | PV Grid Tied | 19.88 | 28627 | 2008 UFI Commercial | 3 | 2008-04-11 | 2008-10-07 | 141989 | 49760 | AMERICAN SOLAR ELECTRIC INC | Purchased
179 | 86001 | PV Grid Tied | 35.152 | 50619 | 2008 UFI Commercial | 3 | 2008-05-06 | 2008-08-11 | 279616 | 75000 | Architectural & Environmental Associates | Purchased
180 | 85287 | PV Grid Tied | 159.9 | 230256 | 2008 UFI Commercial | 3 | 2008-10-31 | 2009-02-11 | 1000000 | 376687.5 | Amresco Southwest | Purchased
181 | 85287 | PV Grid Tied | 288.96 | 416102 | Interconnect Only | 3 | 2008-12-31 | 2010-09-09 | 2984128 | 144378 | Amresco Southwest | Purchased
182 | 85287 | PV Grid Tied | 880 | 1267200 | 2008 PBI | 3 | 2008-12-31 | 2008-12-31 | 7330000 | 429000 | Viasol Energy Solutions LLC | Purchased
183 | 85287 | PV Grid Tied | 710.8 | 1023552 | 2008 PBI | 3 | 2008-12-31 | 2008-12-31 | 5920000 | 346515 | Viasol Energy Solutions LLC | Purchased
184 | 85132 | PV Grid Tied | 32 | 46080 | 2008 PBI | 3 | 2008-06-30 | 2008-11-13 | 264000 | 13690.75 | Code Electric | Purchased
185 | 86351 | PV Grid Tied | 99.96 | 143942 | 2008 PBI | 3 | 2009-03-31 | 2009-05-14 | 1172822 | 27927 | Amresco Southwest | Purchased
186 | 85028 | PV Grid Tied | 29.9 | 43056 | 2008 UFI Commercial | 3 | 2008-07-23 | 2008-12-22 | 244341 | 74750 | Perfect Power Inc | Purchased
187 | 85032 | PV Grid Tied | 20.7 | 29808 | 2008 UFI Commercial | 3 | 2008-07-28 | 2008-12-22 | 178847 | 51750 | Perfect Power Inc | Purchased
188 | 85338 | PV Grid Tied | 2.16 | 3110 | 2008 UFI Commercial | 3 | 2008-07-30 | 2009-02-24 | 18969 | 5400 | AMERICAN SOLAR ELECTRIC INC | Purchased
189 | 85331 | PV Grid Tied | 2.16 | 3110 | 2008 UFI Commercial | 3 | 2008-07-31 | 2009-05-05 | 13569 | 5400 | AMERICAN SOLAR ELECTRIC INC | Purchased
190 | 85225 | PV Grid Tied | 5.6 | 8064 | 2008 UFI Commercial | 3 | 2008-08-06 | 2008-12-08 | 41986 | 14175 | Dependable Solar Products Inc | Purchased
191 | 85050 | PV Grid Tied | 208.8 | 300672 | 2008 PBI | 3 | 2008-08-20 | 2010-11-30 | 1075040 | 68377.81 | A J L Solar | Purchased
192 | 86331 | PV Grid Tied | 2.07 | 2981 | 2008 UFI Commercial | 3 | 2008-08-25 | 2009-05-18 | 34114 | 6210 | Perfect Power Inc | Purchased
193 | 85251 | PV Grid Tied | 4.6 | 6624 | 2008 UFI Commercial | 3 | 2008-08-26 | 2008-12-15 | 40350 | 11500 | Perfect Power Inc | Purchased
194 | 85331 | PV Grid Tied | 29.9 | 43056 | 2008 UFI Commercial | 3 | 2008-09-03 | 2008-12-29 | 240874 | 74750 | Perfect Power Inc | Purchased
195 | 85086 | PV Grid Tied | 1.56 | 2246 | 2008 UFI Commercial | 3 | 2008-09-11 | 2008-12-19 | 17496 | 3900 | IES Commercial, Inc | Purchased
196 | 85260 | PV Grid Tied | 7.2 | 10368 | 2008 UFI Commercial | 3 | 2008-09-15 | 2009-07-28 | 42488 | 19250 | Avean Engineering | Purchased
197 | 85937 | PV Grid Tied | 4.48 | 6451 | 2008 UFI Commercial | 3 | 2008-10-08 | 2009-03-24 | 29145 | 11200 | C & L Enterprises | Purchased
198 | 85326 | PV Grid Tied | 18.63 | 26827 | 2008 UFI Commercial | 4 | 2008-10-22 | 2009-06-24 | 148232 | 46575 | Perfect Power Inc | Purchased
199 | 85004 | PV Grid Tied | 29.25 | 42120 | 2008 UFI Commercial | 3 | 2008-10-27 | 2008-12-30 | 258351 | 73125 | Perfect Power Inc | Purchased
200 | 85541 | PV Grid Tied | 2.04 | 2938 | 2008 UFI Commercial | 3 | 2008-10-27 | 2009-04-01 | 21500 | 5100 | The Town Electrician | Purchased
201 | 85937 | PV Grid Tied | 8.064 | 11612 | 2008 UFI Commercial | 3 | 2008-10-27 | 2009-03-24 | 49178 | 20160 | C & L Enterprises | Purchased
202 | 85007 | PV Grid Tied | 30 | 43200 | 2008 UFI Commercial | 3 | 2008-11-05 | 2008-12-23 | 180326 | 75000 | Green Fuel Technologies | Purchased
203 | 85004 | PV Grid Tied | 4.5 | 6480 | 2008 UFI Commercial | 3 | 2008-11-06 | 2008-12-30 | 36292 | 11250 | Perfect Power Inc | Purchased
204 | 86045 | PV Grid Tied | 1.05 | 1512 | Interconnect Only | 3 | 2008-11-06 | 2009-02-04 | 17978 | 2625 | PLUMBING AND ELECTRICAL CONCEPTS INC | Purchased
205 | 85260 | PV Grid Tied | 4.4 | 6336 | 2008 UFI Commercial | 3 | 2008-11-06 | 2009-02-20 | 84707 | 11400 | AllWest Energy Inc | Purchased
206 | 85287 | PV Grid Tied | 108 | 155520 | 2008 PBI | 3 | 2008-11-06 | 2009-04-17 | 772200 | 48600 | Southwest Energy Solutions | Purchased
207 | 85027 | PV Grid Tied | 12.48 | 17971 | 2008 UFI Commercial | 3 | 2008-11-07 | 2008-12-17 | 88662 | 31200 | Alpha Technologies DBA Alpha Energy | Purchased
208 | 85027 | PV Grid Tied | 20.384 | 29353 | 2008 UFI Commercial | 3 | 2008-11-07 | 2008-12-29 | 152601 | 50960 | Alpha Technologies DBA Alpha Energy | Purchased
209 | 85027 | PV Grid Tied | 23.296 | 33546 | 2008 UFI Commercial | 3 | 2008-11-07 | 2009-12-03 | 106589 | 58240 | Alpha Technologies DBA Alpha Energy | Purchased
210 | 85132 | PV Grid Tied | 1128.96 | 1625702 | 2008 PBI | 3 | 2008-10-31 | 2009-12-17 | 8000000 | 483026.84 | A J L Solar | Purchased
211 | 85132 | PV Grid Tied | 551.04 | 793498 | 2008 PBI | 3 | 2008-10-31 | 2011-12-30 | 2697631 | 249000.55 | Central Canal Contracting | Purchased
212 | 85260 | PV Grid Tied | 1.05 | 1512 | 2008 UFI Commercial | 3 | 2008-11-14 | 2009-01-20 | 10719 | 2625 | Harmon Electric Inc | Purchased
213 | 85260 | PV Grid Tied | 3.15 | 4536 | 2008 UFI Commercial | 3 | 2008-11-14 | 2008-12-29 | 32158 | 9450 | Harmon Electric Inc | Purchased
214 | 85260 | PV Grid Tied | 1.05 | 1512 | 2008 UFI Commercial | 3 | 2008-11-14 | 2008-12-29 | 10719 | 2625 | Harmon Electric Inc | Purchased
215 | 85260 | PV Grid Tied | 1.05 | 1512 | 2008 UFI Commercial | 3 | 2008-11-14 | 2008-12-29 | 10719 | 2625 | Harmon Electric Inc | Purchased
216 | 85027 | PV Grid Tied | 153 | 220320 | 2008 PBI | 3 | 2008-11-16 | 2008-12-24 | 1083053 | 39139.85 | Alpha Technologies DBA Alpha Energy | Purchased
217 | 86326 | PV Grid Tied | 8.1 | 11664 | 2008 UFI Commercial | 3 | 2008-11-19 | 2009-03-05 | 61050 | 20250 | B W Rogers Electrical Contractor LTD | Purchased
218 | 85034 | PV Grid Tied | 16.8 | 24192 | 2008 UFI Commercial | 3 | 2008-11-26 | 2008-12-30 | 132424 | 42000 | Alpha Technologies DBA Alpha Energy | Purchased
219 | 86322 | PV Grid Tied | 12.6 | 18144 | 2008 UFI Commercial | 3 | 2008-11-26 | 2009-04-14 | 127700 | 31500 | B W Rogers Electrical Contractor LTD | Purchased
220 | 85308 | PV Grid Tied | 336 | 483840 | 2008 PBI | 3 | 2008-12-04 | 2009-12-31 | 3400000 | 88863.84 | Solon Corporation | Purchased
221 | 86023 | PV Grid Tied | 18.144 | 26127 | 2008 UFI Commercial | 3 | 2008-12-09 | 2009-04-09 | 228004 | 45360 | Architectural & Environmental Associates | Purchased
222 | 85009 | PV Grid Tied | 2.07 | 2981 | 2009 UFI Commercial | 3 | 2009-01-12 | 2009-02-06 | 19938 | 5175 | Perfect Power Inc | Purchased
223 | 85260 | PV Grid Tied | 3.4 | 4896 | 2009 UFI Commercial | 3 | 2009-02-13 | 2009-02-20 | 84707 | 8550 | AllWest Energy Inc | Purchased
224 | 85008 | PV Grid Tied | 78.72 | 113357 | 2008 PBI | 3 | 2009-02-19 | 2009-05-15 | 555433 | 20198.62 | SPG Solar, Inc. | Purchased
225 | 85004 | PV Grid Tied | 40.158 | 57828 | 2009 UFI Commercial | 3 | 2009-02-23 | 2009-05-15 | 385235 | 75000 | Perfect Power Inc | Purchased
226 | 86028 | PV Grid Tied | 3.15 | 4536 | Interconnect Only | 3 | 2009-02-23 | 2009-04-27 | 48700 | 7875 | Sky Renewable Energy/Sky Engineering | Purchased
227 | 85255 | PV Grid Tied | 14.72 | 21197 | 2009 UFI Commercial | 3 | 2009-02-26 | 2009-06-26 | 132178 | 36800 | Perfect Power Inc | Purchased
228 | 85255 | PV Grid Tied | 6 | 8640 | 2009 UFI Commercial | 3 | 2009-03-31 | 2009-10-07 | 48705 | 15000 | Green Fuel Technologies | Purchased
229 | 86001 | PV Grid Tied | 12.6 | 18144 | 2009 UFI Commercial | 3 | 2009-05-01 | 2009-06-18 | 96568 | 31500 | Acorn Electric | Purchased
230 | 86322 | PV Grid Tied | 18 | 25920 | 2009 UFI Commercial | 3 | 2009-05-07 | 2009-07-21 | 229465 | 45000 | B W Rogers Electrical Contractor LTD | Purchased
231 | 85021 | PV Grid Tied | 5.148 | 7413 | 2009 UFI Commercial | 3 | 2009-05-11 | 2009-10-23 | 35087 | 12920 | Kwatt Solar Solutions LLC | Purchased
232 | 86333 | PV Grid Tied | 16.17 | 23285 | 2009 UFI Commercial | 3 | 2009-05-12 | 2010-06-17 | 151475 | 40425 | Solar One | Purchased
233 | 85349 | PV Grid Tied | 25.2 | 36288 | 2009 UFI Commercial | 3 | 2009-05-12 | 2009-09-10 | 331777 | 63000 | Wilson Electric Services Corp | Purchased
234 | 85364 | PV Grid Tied | 3.29 | 4738 | 2009 UFI Commercial | 3 | 2009-05-13 | 2010-03-24 | 54982 | 20975 | Yuma Solar | Purchased
235 | 85007 | PV Grid Tied | 30.24 | 43546 | 2009 UFI Commercial | 3 | 2009-05-19 | 2009-10-13 | 219575 | 68750 | Silver Sky Solar LLC | Purchased
236 | 85296 | PV Grid Tied | 2.94 | 4234 | 2009 UFI Commercial | 3 | 2009-05-21 | 2009-06-12 | 21500 | 7350 | Dependable Solar Products Inc | Purchased
237 | 86303 | PV Grid Tied | 13.125 | 18900 | 2009 UFI Commercial | 3 | 2009-05-27 | 2009-12-01 | 79298 | 27562.5 | EV Solar Products | Purchased
238 | 85287 | PV Grid Tied | 1017.45 | 1465128 | 2009 PBI | 3 | 2009-06-01 | 2010-10-22 | 7955000 | 236343.68 | Amresco Southwest | Purchased
239 | 85281 | PV Grid Tied | 538.02 | 774749 | 2009 PBI | 3 | 2009-06-01 | 2010-10-06 | 2982374 | 87248.34 | Amresco Southwest | Purchased
240 | 85281 | PV Grid Tied | 69.93 | 100699 | 2009 PBI | 3 | 2009-06-01 | 2010-09-09 | 742848 | 21301.02 | Amresco Southwest | Purchased
241 | 85287 | PV Grid Tied | 288.96 | 416102 | 2009 PBI | 3 | 2009-06-01 | 2010-09-09 | 2984128 | 87261.66 | Amresco Southwest | Purchased
242 | 85281 | PV Grid Tied | 143.64 | 206842 | 2009 PBI | 3 | 2009-06-01 | 2010-09-03 | 1493112 | 43221.6 | Amresco Southwest | Purchased
243 | 85260 | PV Grid Tied | 5.625 | 8100 | 2009 UFI Commercial | 3 | 2009-06-01 | 2009-11-30 | 9881 | 2812.5 | Harmon Electric Inc | Purchased
244 | 85260 | PV Grid Tied | 5.625 | 8100 | 2009 UFI Commercial | 3 | 2009-06-01 | 2009-11-13 | 9881 | 2812.5 | Harmon Electric Inc | Purchased
245 | 86004 | PV Grid Tied | 5.04 | 7258 | 2009 UFI Commercial | 3 | 2009-06-12 | 2010-02-10 | 22851 | 11425.32 | PLUMBING AND ELECTRICAL CONCEPTS INC | Purchased
246 | 85365 | PV Grid Tied | 16.32 | 23501 | 2009 UFI Commercial | 3 | 2009-06-15 | 2009-10-02 | 244654 | 18360 | E2 Electrical Contractors Inc | Purchased
247 | 85364 | PV Grid Tied | 16.32 | 23501 | 2009 UFI Commercial | 3 | 2009-06-15 | 2009-10-02 | 244654 | 40800 | E2 Electrical Contractors Inc | Purchased
248 | 85281 | PV Grid Tied | 107.52 | 154829 | 2009 PBI | 3 | 2009-06-19 | 2010-12-28 | 943000 | 26970.1 | Lafferty Electric Technologies | Purchased
249 | 85281 | PV Grid Tied | 87.36 | 125798 | 2009 PBI | 3 | 2009-06-19 | 2011-04-06 | 772000 | 22078.51 | Lafferty Electric Technologies | Purchased
250 | 85281 | PV Grid Tied | 218.4 | 314496 | 2009 PBI | 3 | 2009-06-19 | 2011-05-19 | 1907000 | 54529.04 | Lafferty Electric Technologies | Purchased
251 | 85281 | PV Grid Tied | 215.04 | 309658 | 2009 PBI | 3 | 2009-06-19 | 2010-12-28 | 2165000 | 62549.55 | Lafferty Electric Technologies | Purchased
252 | 85364 | PV Grid Tied | 92.448 | 133125 | 2009 PBI | 3 | 2009-06-22 | 2009-12-28 | 718705 | 40242.5 | Sunbright Electric LLC | Purchased
253 | 85009 | PV Grid Tied | 19.008 | 27372 | 2009 UFI Commercial | 3 | 2009-07-07 | 2009-10-08 | 96702 | 47520 | Ace Solar Systems | Purchased
254 | 85323 | PV Grid Tied | 21 | 30240 | 2009 UFI Commercial | 3 | 2009-07-10 | 2009-12-29 | 156145 | 52500 | Alpha Technologies DBA Alpha Energy | Purchased
255 | 85034 | PV Grid Tied | 270.9 | 390096 | 2009 PBI | 3 | 2009-07-14 | 2010-08-02 | 1400000 | 103980.24 | Keller Electrical Industries, Inc. | Purchased
256 | 85287 | PV Grid Tied | 23.52 | 33869 | 2009 UFI Commercial | 3 | 2009-07-16 | 2009-12-23 | 174605 | 58800 | Lafferty Electric Technologies | Purchased
257 | 85032 | PV Grid Tied | 10.35 | 14904 | 2009 UFI Commercial | 3 | 2009-07-21 | 2010-12-23 | 75875 | 21648 | Chris Connolly Inc dba Chris Connolly Electric | Purchased
258 | 85260 | PV Grid Tied | 29.89 | 43042 | 2009 UFI Commercial | 3 | 2009-07-24 | 2009-10-26 | 165000 | 74725 | Sun Power Electric | Purchased
259 | 85260 | PV Grid Tied | 29.89 | 43042 | 2009 UFI Commercial | 3 | 2009-07-24 | 2009-10-26 | 162500 | 74725 | Sun Power Electric | Purchased
260 | 85308 | PV Grid Tied | 663.975 | 956124 | 2009 PBI | 3 | 2008-12-03 | 2009-12-31 | 6600000 | 172500.3 | Solon Corporation | Purchased
261 | 85255 | PV Grid Tied | 34.65 | 49896 | 2009 UFI Commercial | 3 | 2009-07-30 | 2011-01-18 | 180456 | 75000 | Alpha Technologies DBA Alpha Energy | Purchased
262 | 85053 | PV Grid Tied | 29.4 | 42336 | 2009 UFI Commercial | 3 | 2009-07-30 | 2009-12-29 | 193746 | 73500 | Alpha Technologies DBA Alpha Energy | Purchased
263 | 85086 | PV Grid Tied | 31.5 | 45360 | 2009 UFI Commercial | 3 | 2009-07-30 | 2009-09-16 | 180342 | 75000 | Alpha Technologies DBA Alpha Energy | Purchased
264 | 85323 | PV Grid Tied | 27.3 | 39312 | 2009 UFI Commercial | 3 | 2009-07-30 | 2009-12-29 | 182752 | 68250 | Alpha Technologies DBA Alpha Energy | Purchased
265 | 86325 | PV Grid Tied | 2 | 2880 | 2009 UFI Commercial | 3 | 2009-07-30 | 2009-12-23 | 14365 | 3934.85 | Cobra Electric | Purchased
266 | 85365 | PV Grid Tied | 25.2 | 36288 | 2009 UFI Commercial | 3 | 2009-07-30 | 2009-12-22 | 162500 | 63000 | D&H Electric Inc | Purchased
267 | 85281 | PV Grid Tied | 29.28 | 42163 | 2009 UFI Commercial | 3 | 2009-08-19 | 2009-12-29 | 146400 | 69000 | Wilson Electric Services Corp | Purchased
268 | 86326 | PV Grid Tied | 15.18 | 21859 | 2009 UFI Commercial | 3 | 2009-08-24 | 2010-04-08 | 110000 | 37950 | Stockbridge Electric Inc | Purchased
269 | 86301 | PV Grid Tied | 21.385 | 30794 | 2009 UFI Commercial | 3 | 2009-08-25 | 2011-01-05 | 176640 | 53462.5 | MFC ELECTRICAL CO. | Purchased
270 | 85323 | PV Grid Tied | 27.3 | 39312 | 2009 UFI Commercial | 3 | 2009-08-25 | 2010-03-26 | 174170 | 68250 | Alpha Technologies DBA Alpha Energy | Purchased
271 | 85281 | PV Grid Tied | 30.24 | 43546 | 2009 UFI Commercial | 3 | 2009-08-25 | 2009-12-29 | 146400 | 75000 | Wilson Electric Services Corp | Purchased
272 | 85053 | PV Grid Tied | 39.9 | 57456 | 2009 UFI Commercial | 3 | 2009-08-25 | 2010-04-12 | 261455 | 75000 | Alpha Technologies DBA Alpha Energy | Purchased
273 | 85281 | PV Grid Tied | 26.88 | 38707 | 2009 UFI Commercial | 3 | 2009-08-26 | 2010-04-30 | 242100 | 67200 | Lafferty Electric Technologies | Purchased
274 | 85281 | PV Grid Tied | 10.08 | 14515 | 2009 UFI Commercial | 3 | 2009-08-26 | 2010-04-30 | 90900 | 25200 | Lafferty Electric Technologies | Purchased
275 | 85281 | PV Grid Tied | 20.16 | 29030 | 2009 UFI Commercial | 3 | 2009-08-26 | 2010-04-30 | 181800 | 50400 | Lafferty Electric Technologies | Purchased
276 | 85281 | PV Grid Tied | 30.24 | 43546 | 2009 UFI Commercial | 3 | 2009-08-26 | 2010-04-30 | 270000 | 75000 | Lafferty Electric Technologies | Purchased
277 | 85281 | PV Grid Tied | 16.8 | 24192 | 2009 UFI Commercial | 3 | 2009-08-27 | 2010-04-30 | 151200 | 42000 | Lafferty Electric Technologies | Purchased
278 | 85281 | PV Grid Tied | 20.16 | 29030 | 2009 UFI Commercial | 3 | 2009-08-27 | 2010-04-30 | 181800 | 50400 | Lafferty Electric Technologies | Purchased
279 | 85281 | PV Grid Tied | 16.8 | 24192 | 2009 UFI Commercial | 3 | 2009-08-27 | 2010-04-30 | 151200 | 42000 | Lafferty Electric Technologies | Purchased
280 | 85281 | PV Grid Tied | 13.44 | 19354 | 2009 UFI Commercial | 3 | 2009-08-27 | 2010-04-30 | 120600 | 33600 | Lafferty Electric Technologies | Purchased
281 | 85281 | PV Grid Tied | 13.44 | 19354 | 2009 UFI Commercial | 3 | 2009-08-27 | 2009-12-31 | 120600 | 33600 | Lafferty Electric Technologies | Purchased
282 | 85281 | PV Grid Tied | 20.16 | 29030 | 2009 UFI Commercial | 3 | 2009-08-27 | 2009-12-31 | 181800 | 50400 | Lafferty Electric Technologies | Purchased
283 | 85281 | PV Grid Tied | 17.64 | 25402 | 2009 UFI Commercial | 3 | 2009-08-27 | 2010-01-06 | 151200 | 42000 | Lafferty Electric Technologies | Purchased
284 | 85281 | PV Grid Tied | 20.16 | 29030 | 2009 UFI Commercial | 3 | 2009-08-27 | 2009-12-31 | 270000 | 75000 | Lafferty Electric Technologies | Purchased
285 | 85281 | PV Grid Tied | 10.08 | 14515 | 2009 UFI Commercial | 3 | 2009-08-27 | 2009-12-31 | 90900 | 25200 | Lafferty Electric Technologies | Purchased
286 | 85281 | PV Grid Tied | 10.08 | 14515 | 2009 UFI Commercial | 3 | 2009-08-27 | 2009-12-31 | 90900 | 25200 | Lafferty Electric Technologies | Purchased
287 | 85281 | PV Grid Tied | 10.08 | 14515 | 2009 UFI Commercial | 3 | 2009-08-27 | 2010-01-06 | 90900 | 25200 | Lafferty Electric Technologies | Purchased
288 | 85281 | PV Grid Tied | 6.72 | 9677 | 2009 UFI Commercial | 3 | 2009-08-27 | 2009-12-31 | 60300 | 16800 | Lafferty Electric Technologies | Purchased
289 | 85281 | PV Grid Tied | 10.08 | 14515 | 2009 UFI Commercial | 3 | 2009-08-27 | 2009-12-31 | 90900 | 25200 | Lafferty Electric Technologies | Purchased
290 | 85255 | PV Grid Tied | 216.3 | 311472 | 2009 PBI | 3 | 2009-08-31 | 2010-11-29 | 1010889 | 39163.99 | Alpha Technologies DBA Alpha Energy | Purchased
291 | 85364 | PV Grid Tied | 46.9 | 67536 | 2009 PBI | 3 | 2009-08-24 | 2010-06-30 | 230330 | 12998.13 | Yuma Solar | Purchased
292 | 85193 | PV Grid Tied | 3247.2 | 4675968 | 2009 PBI | 3 | 2009-09-14 | 2011-02-10 | 25251000 | 976134.88 | CDM Constructors, Inc. | Purchased
293 | 85382 | PV Grid Tied | 61.2 | 88128 | 2009 PBI | 3 | 2009-09-01 | 2010-01-06 | 474168 | 14040.81 | Dependable Solar Products Inc | Purchased
294 | 85365 | PV Grid Tied | 1023.12 | 1473293 | 2009 PBI | 3 | 2009-09-04 | 2011-10-29 | 7350000 | 384389.71 | Rosendin Electric Inc. | Purchased
295 | 85366 | PV Grid Tied | 925.65 | 1332936 | 2009 PBI | 3 | 2009-09-04 | 2011-10-29 | 7350000 | 384389.71 | Rosendin Electric Inc. | Purchased
296 | 85366 | PV Grid Tied | 1849.77 | 2663669 | 2009 PBI | 3 | 2009-09-04 | 2011-10-29 | 7350000 | 384389.71 | Rosendin Electric Inc. | Purchased
297 | 85364 | PV Grid Tied | 40 | 57600 | 2009 PBI | 3 | 2009-08-31 | 2010-12-27 | 117000 | 12312 | Wilson Electric Services Corp | Purchased
298 | 86001 | PV Grid Tied | 398.58 | 573955 | 2009 PBI | 3 | 2009-08-21 | 2010-11-17 | 2342262 | 123663.02 | REC Solar Inc | Purchased
299 | 85338 | PV Grid Tied | 1424.752 | 2051643 | 2009 PBI | 3 | 2009-09-14 | 2010-12-28 | 14579408 | 366223.65 | SunPower Corporation Systems | Purchased
300 | 85364 | PV Grid Tied | 56.592 | 81492 | 2009 UFI Commercial | 3 | 2009-09-03 | 2010-12-30 | 117000 | 45000 | Solar Source Electric | Purchased
301 | 85364 | PV Grid Tied | 24.5 | 35280 | 2009 UFI Commercial | 3 | 2009-09-08 | 2009-12-21 | 181300 | 61250 | Solar Source Electric | Purchased
302 | 85260 | PV Grid Tied | 21.96 | 31622 | 2009 UFI Commercial | 3 | 2009-09-15 | 2009-12-23 | 156700 | 54900 | Green Choice Solar LLC | Purchased
303 | 85369 | PV Grid Tied | 38.76 | 55814 | 2009 UFI Commercial | 3 | 2009-09-14 | 2010-07-22 | 447920 | 75000 | DRI Commercial Corporation | Purchased
304 | 86336 | PV Grid Tied | 805.56 | 1160006 | 2009 Schools and Governmental Program UFI | 3 | 2009-09-30 | 2010-11-16 | 6000000 | 2025000 | Kinney Construction Services, Inc. | Purchased
305 | 85259 | PV Grid Tied | 967.95 | 1393848 | 2009 Schools and Governmental Program UFI | 3 | 2009-09-18 | 2010-08-31 | 9195525 | 2178000 | SolarCity Corporation | Purchased
306 | 85253 | PV Grid Tied | 569.94 | 820714 | 2009 Schools and Governmental Program UFI | 3 | 2009-09-25 | 2011-02-18 | 2964000 | 1282500 | Progressive Services, Inc. / Clean Energy Constructors, LLC | Purchased
307 | 85338 | PV Grid Tied | 708.4 | 1020096 | 2009 Schools and Governmental Program UFI | 3 | 2009-09-28 | 2010-09-28 | 3660360 | 1593000 | Progressive Services, Inc. / Clean Energy Constructors, LLC | Purchased
308 | 85396 | PV Grid Tied | 382.32 | 550541 | 2009 Schools and Governmental Program UFI | 3 | 2009-09-28 | 2010-07-12 | 2014920 | 868500 | Progressive Services, Inc. / Clean Energy Constructors, LLC | Purchased
309 | 85308 | PV Grid Tied | 142.14 | 204682 | 2009 Schools and Governmental Program UFI | 3 | 2009-09-29 | 2010-07-02 | 773900 | 319500 | McCarthy Building Companies, Inc. | Purchased
310 | 85255 | PV Grid Tied | 171.36 | 246758 | 2009 Schools and Governmental Program UFI | 3 | 2009-09-30 | 2010-10-04 | 3570000 | 1147500 | SolarCity Corporation | Purchased
311 | 85024 | PV Grid Tied | 939.6 | 1353024 | 2009 Schools and Governmental Program UFI | 3 | 2009-09-28 | 2010-11-12 | 4698000 | 2114100 | Solon Corporation | Purchased
312 | 85050 | PV Grid Tied | 461.7 | 664848 | 2009 Schools and Governmental Program UFI | 3 | 2009-09-28 | 2010-11-29 | 2308500 | 1038825 | Solon Corporation | Purchased
313 | 85028 | PV Grid Tied | 972 | 1399680 | 2009 Schools and Governmental Program UFI | 3 | 2009-09-28 | 2010-11-12 | 4860000 | 2187000 | Solon Corporation | Purchased
314 | 85222 | PV Grid Tied | 345 | 496800 | 2009 Schools and Governmental Program UFI | 3 | 2009-09-30 | 2010-10-15 | 1925000 | 618750 | SolarCity Corporation | Purchased
315 | 85323 | PV Grid Tied | 16.2 | 23328 | 2009 UFI Commercial | 3 | 2009-09-10 | 2010-12-10 | 105948 | 40500 | Legacy Air Inc | Purchased
316 | 85323 | PV Grid Tied | 16.2 | 23328 | 2009 UFI Commercial | 3 | 2009-09-10 | 2010-12-10 | 105948 | 40500 | Legacy Air Inc | Purchased
317 | 85323 | PV Grid Tied | 16.2 | 23328 | 2009 UFI Commercial | 3 | 2009-09-10 | 2010-12-10 | 105948 | 40500 | Legacy Air Inc | Purchased
318 | 85323 | PV Grid Tied | 4.5 | 6480 | 2009 UFI Commercial | 3 | 2009-09-10 | 2010-12-10 | 29430 | 11250 | Legacy Air Inc | Purchased
319 | 85323 | PV Grid Tied | 16.2 | 23328 | 2009 UFI Commercial | 3 | 2009-09-10 | 2010-12-10 | 105948 | 40500 | Legacy Air Inc | Purchased
320 | 85323 | PV Grid Tied | 14.625 | 21060 | 2009 UFI Commercial | 3 | 2009-09-10 | 2010-12-10 | 95658 | 36562.5 | Legacy Air Inc | Purchased
321 | 85323 | PV Grid Tied | 16.2 | 23328 | 2009 UFI Commercial | 3 | 2009-09-10 | 2010-12-10 | 105948 | 40500 | Legacy Air Inc | Purchased
322 | 85323 | PV Grid Tied | 10.8 | 15552 | 2009 UFI Commercial | 3 | 2009-09-10 | 2010-12-10 | 70632 | 27000 | Legacy Air Inc | Purchased
323 | 85323 | PV Grid Tied | 13.5 | 19440 | 2009 UFI Commercial | 3 | 2009-09-10 | 2010-12-10 | 88290 | 33750 | Legacy Air Inc | Purchased
324 | 85323 | PV Grid Tied | 10.8 | 15552 | 2009 UFI Commercial | 3 | 2009-09-10 | 2010-12-10 | 70632 | 27000 | Legacy Air Inc | Purchased
325 | 85381 | PV Grid Tied | 20.16 | 29030 | 2009 UFI Commercial | 3 | 2009-09-11 | 2010-02-05 | 127155 | 49500 | A Maxey Energy II Corp | Purchased
326 | 85281 | PV Grid Tied | 12.672 | 18248 | 2009 UFI Commercial | 3 | 2009-10-14 | 2009-12-31 | 137850 | 27500 | Lafferty Electric Technologies | Purchased
327 | 85607 | PV Grid Tied | 11.88 | 17107 | 2009 UFI Commercial | 3 | 2009-10-23 | 2010-04-26 | 150000 | 30250 | Arenas Electrical | Purchased
328 | 85255 | PV Grid Tied | 27.6 | 39744 | 2009 UFI Commercial | 3 | 2009-09-25 | 2010-02-22 | 190120 | 69000 | Perfect Power Inc | Purchased
329 | 85253 | PV Grid Tied | 198.88 | 286387 | 2009 PBI | 3 | 2009-10-30 | 2010-02-18 | 877936 | 28466.36 | REC Solar Inc | Purchased
330 | 85009 | PV Grid Tied | 2400.96 | 3457382 | 2009 PBI | 3 | 2009-10-27 | 2010-09-10 | 14311425 | 657041 | Pro Build, LLC | Purchased
331 | 85034 | PV Grid Tied | 38.22 | 55037 | 2009 PBI | 3 | 2009-10-27 | 2010-05-07 | 192538 | 10804.27 | Pro Build, LLC | Purchased
332 | 85365 | PV Grid Tied | 940.896 | 1354890 | 2009 PBI | 3 | 2009-10-30 | 2011-10-29 | 7350000 | 365923.98 | Rosendin Electric Inc. | Purchased
333 | 85365 | PV Grid Tied | 1264.29 | 1820578 | 2009 PBI | 3 | 2009-10-30 | 2011-10-29 | 7350000 | 348624 | Rosendin Electric Inc. | Purchased
334 | 85607 | PV Grid Tied | 355.32 | 511661 | 2009 PBI | 3 | 2009-10-29 | 2010-06-21 | 1840800 | 158400 | SPG Solar, Inc. | Purchased
335 | 85337 | PV Grid Tied | 862.04 | 1241338 | 2009 PBI | 3 | 2009-10-15 | 2010-12-30 | 3133715 | 144838.4 | Core Construction (w/Urban Energy) | Purchased
336 | 85541 | PV Grid Tied | 200.08 | 288115 | 2009 PBI | 3 | 2009-10-30 | 2011-01-27 | 10000000 | 215683.44 | Natural Power & Energy | Purchased
337 | 85254 | PV Grid Tied | 752.1 | 1083024 | 2009 PBI | 3 | 2009-10-30 | 2010-10-15 | 3505340 | 164258.64 | Wilson Electric Services Corp | Purchased
338 | 85547 | PV Grid Tied | 1181.57 | 1701461 | 2009 PBI | 3 | 2009-12-31 | 2010-12-09 | 1370000 | 34726.72 | Natural Power & Energy | Purchased
339 | 85365 | PV Grid Tied | 542.08 | 780595 | 2009 PBI | 3 | 2009-10-07 | 2010-12-29 | 3992285 | 170910.32 | Rosendin Electric Inc. | Purchased
340 | 85069 | PV Grid Tied | 2677.05 | 3854952 | 2009 PBI | 3 | 2009-10-30 | 2011-02-25 | 21255000 | 629100.35 | Delta Diversified | Purchased
341 | 85069 | PV Grid Tied | 1976.4 | 2846016 | 2009 PBI | 3 | 2009-10-30 | 2011-02-25 | 19275000 | 566697.12 | Delta Diversified | Purchased
342 | 85251 | PV Grid Tied | 2.46 | 3542 | 2009 UFI Commercial | 3 | 2009-09-30 | 2009-12-23 | 20160 | 6150 | PLUMBING AND ELECTRICAL CONCEPTS INC | Purchased
343 | 85281 | PV Grid Tied | 352.8 | 508032 | 2009 PBI | 3 | 2009-10-30 | 2010-12-15 | 4018000 | 114924.4 |  | Purchased
344 | 85281 | PV Grid Tied | 53.76 | 77414 | 2009 PBI | 3 | 2009-10-30 | 2011-01-11 | 957500 | 27361.03 | Lafferty Electric Technologies | Purchased
345 | 85023 | PV Grid Tied | 6.65 | 9576 | 2009 PBI | 3 | 2009-10-30 | 2010-06-17 | 550000 | 17984 | Wilson Electric Services Corp | Purchased
346 | 85050 | PV Grid Tied | 39.06 | 56246 | 2009 UFI Commercial | 3 | 2009-12-03 | 2010-05-04 | 252000 | 75000 | Arizona Solar Concepts LLC | Purchased
347 | 85050 | PV Grid Tied | 25.41 | 36590 | 2009 UFI Commercial | 3 | 2009-12-03 | 2010-05-04 | 162000 | 64000 | Arizona Solar Concepts LLC | Purchased
348 | 85009 | PV Grid Tied | 38.7 | 55728 | 2009 UFI Commercial | 3 | 2009-12-09 | 2010-03-30 | 256720 | 75000 | Perfect Power Inc | Purchased
349 | 85364 | PV Grid Tied | 30.24 | 43546 | 2009 UFI Commercial | 3 | 2009-12-09 | 2010-03-25 | 166235 | 75000 | Yuma Solar | Purchased
350 | 85260 | PV Grid Tied | 29.7 | 42768 | 2009 UFI Commercial | 3 | 2009-12-09 | 2010-06-03 | 143112 | 70908.75 | Green Choice Solar LLC | Purchased
351 | 85338 | PV Grid Tied | 30.4 | 43776 | 2009 UFI Commercial | 3 | 2009-12-11 | 2010-05-18 | 219000 | 75000 | Dean S Electric Inc | Purchased
352 | 86327 | PV Grid Tied | 15.68 | 22579 | 2009 UFI Commercial | 3 | 2009-12-11 | 2010-12-01 | 79092 | 37125 | Solar One | Purchased
353 | 86322 | PV Grid Tied | 5.4 | 7776 | 2009 UFI Commercial | 3 | 2009-12-11 | 2010-09-22 | 49950 | 13500 | Chris Connolly Inc dba Chris Connolly Electric | Purchased
354 | 86015 | PV Grid Tied | 5.17 | 7445 | 2009 UFI Commercial | 3 | 2009-12-11 | 2010-03-11 | 20040 | 10020 | AEC Electric | Purchased
355 | 85034 | PV Grid Tied | 34.496 | 49674 | 2009 UFI Commercial | 3 | 2009-12-11 | 2011-02-07 | 400000 | 75000 | The Weitz Company | Purchased
356 | 85327 | PV Grid Tied | 12.25 | 17640 | 2009 UFI Commercial | 3 | 2009-12-11 | 2010-02-17 | 75950 | 30625 | Green Fuel Technologies | Purchased
357 | 85260 | PV Grid Tied | 29.92 | 43085 | 2009 UFI Commercial | 3 | 2009-12-11 | 2010-11-24 | 152364 | 74800 | Green Choice Solar LLC | Purchased
358 | 85032 | PV Grid Tied | 24.91 | 35870 | 2009 UFI Commercial | 3 | 2009-12-11 | 2010-05-19 | 119228 | 59614.17 | Resdiential Electric Solutions Inc | Purchased
359 | 86314 | PV Grid Tied | 24.3 | 34992 | 2009 UFI Commercial | 3 | 2009-12-22 | 2010-05-11 | 149314 | 60750 | Sky Renewable Energy/Sky Engineering | Purchased
360 | 85364 | PV Grid Tied | 19.8 | 28512 | 2009 UFI Commercial | 3 | 2009-12-22 | 2010-12-29 | 124173 | 47250 | Legacy Air Inc | Purchased
361 | 85260 | PV Grid Tied | 30.825 | 44388 | 2009 UFI Commercial | 3 | 2009-12-23 | 2010-07-07 | 184383 | 75000 | Green Choice Solar LLC | Purchased
362 | 85260 | PV Grid Tied | 30.825 | 44388 | 2009 UFI Commercial | 3 | 2009-12-23 | 2010-07-07 | 184383 | 75000 | Green Choice Solar LLC | Purchased
363 | 85260 | PV Grid Tied | 30.825 | 44388 | 2009 UFI Commercial | 3 | 2009-12-23 | 2010-07-07 | 184383 | 75000 | Green Choice Solar LLC | Purchased
364 | 85365 | PV Grid Tied | 105 | 151200 | 2009 PBI | 3 | 2010-01-08 | 2010-08-25 | 1053788 | 31606.78 | Canyon State Electric Co Inc | Purchased
365 | 85050 | PV Grid Tied | 1.8 | 2592 | 2010 UFI Commercial | 3 | 2010-01-21 | 2010-04-27 | 35000 | 10800 | All Seasons Electric Inc | Purchased
366 | 85014 | PV Grid Tied | 29.7 | 42768 | 2009 UFI Commercial | 3 | 2010-02-03 | 2010-05-19 | 168400 | 74250 | Secon Solar DBA Solar Universe | Purchased
367 | 85541 | PV Grid Tied | 351.325 | 505908 | 2010 Schools and Governmental Program PBI | 3 | 2010-01-21 | 2011-03-15 | 2592000 | 105840 | Kinney Construction Services, Inc. | Purchased
368 | 85006 | PV Grid Tied | 456.89 | 657922 | 2010 Schools and Governmental Program PBI | 3 | 2010-01-21 | 2011-09-07 | 1607718 | 97153.22 | Natural Power & Energy | Purchased
369 | 85007 | PV Grid Tied | 469.7 | 676368 | 2010 Schools and Governmental Program PBI | 3 | 2010-01-21 | 2011-09-12 | 1733710 | 96740.45 | Natural Power & Energy | Purchased
370 | 85006 | PV Grid Tied | 469.7 | 676368 | 2010 Schools and Governmental Program PBI | 3 | 2010-01-21 | 2011-10-04 | 1733710 | 97765.75 | Natural Power & Energy | Purchased
371 | 85322 | PV Grid Tied | 362.95 | 522648 | 2010 Schools and Governmental Program PBI | 3 | 2010-01-21 | 2011-06-15 | 1972000 | 78944.88 | Core Construction (w/Urban Energy) | Purchased
372 | 85281 | PV Grid Tied | 74.97 | 107957 | 2010 Schools and Governmental Program PBI | 3 | 2010-01-22 | 2011-03-30 | 547500 | 24570 | SolarCity Corporation | Purchased
373 | 85131 | PV Grid Tied | 233.28 | 335923 | 2010 Schools and Governmental Program PBI | 3 | 2010-01-20 | 2011-05-19 | 3072116 | 74236.5 | Amresco Southwest | Purchased
374 | 85122 | PV Grid Tied | 345 | 496800 | 2010 Schools and Governmental Program PBI | 3 | 2010-02-17 | 2010-12-30 | 2208000 | 106743 | SolarCity Corporation | Purchased
375 | 85254 | PV Grid Tied | 353 | 508320 | 2010 Schools and Governmental Program PBI | 3 | 2010-02-16 | 2010-12-30 | 1306271 | 79268.22 | Solon Corporation | Purchased
376 | 85050 | PV Grid Tied | 687.24 | 989626 | 2010 PBI | 3 | 2010-02-24 | 2011-04-26 | 3348213 | 133926.49 | Green Choice Solar LLC | Purchased
377 | 86327 | PV Grid Tied | 62.1 | 89424 | 2010 PBI | 3 | 2010-02-24 | 2010-12-13 | 387645 | 11463.2 | Kevin Lollar Electric | Purchased
378 | 85032 | PV Grid Tied | 90.585 | 130442 | 2010 PBI | 3 | 2010-02-24 | 2010-12-23 | 442903 | 20429.58 | Green Choice Solar LLC | Purchased
379 | 85032 | PV Grid Tied | 276 | 397440 | 2010 PBI | 3 | 2010-02-24 | 2011-04-05 | 1370344 | 54782.69 | Green Choice Solar LLC | Purchased
380 | 85032 | PV Grid Tied | 641.025 | 923076 | 2010 PBI | 3 | 2010-03-25 | 2011-04-15 | 2888276 | 63735.96 | Green Choice Solar LLC | Purchased
381 | 85193 | PV Grid Tied | 921.27 | 1326629 | 2010 PBI | 4 | 2010-03-26 | 2011-05-31 | 5962000 | 233303.14 | SolarCity Corporation | Purchased
382 | 85193 | PV Grid Tied | 1056.09 | 1520770 | 2010 PBI | 4 | 2010-02-26 | 2011-05-31 | 5962000 | 233303.14 | SolarCity Corporation | Purchased
383 | 85337 | PV Grid Tied | 100.955 | 145375 | 2010 PBI | 3 | 2010-02-26 | 2010-12-29 | 519493 | 21032.14 | Natural Power & Energy | Purchased
384 | 85365 | PV Grid Tied | 357.273 | 514473 | 2010 PBI | 3 | 2010-02-26 | 2011-05-10 | 3616250 | 131568.93 | SolarCity Corporation | Purchased
385 | 86001 | PV Grid Tied | 57.6 | 82944 | 2010 PBI | 3 | 2010-02-26 | 2011-05-11 | 333131 | 11354.11 | Harmon Solar | Purchased
386 | 85392 | PV Grid Tied | 346.038 | 498295 | 2010 PBI | 3 | 2010-02-26 | 2011-04-12 | 3470500 | 125470.56 | SolarCity Corporation | Purchased
387 | 85326 | PV Grid Tied | 572.46 | 824342 | 2010 PBI | 4 | 2010-02-26 | 2011-02-18 | 3363250 | 109143.18 | SolarCity Corporation | Purchased
388 | 85364 | PV Grid Tied | 115 | 165600 | 2010 PBI | 3 | 2010-02-27 | 2011-05-10 | 1299375 | 56083.5 | Wilson Electric Services Corp | Purchased
389 | 85345 | PV Grid Tied | 502.32 | 723341 | 2010 PBI | 3 | 2010-02-26 | 2011-03-01 | 3363250 | 121775.64 | SolarCity Corporation | Purchased
390 | 85365 | PV Grid Tied | 101 | 145440 | 2010 PBI | 3 | 2010-02-27 | 2010-12-27 | 555000 | 27497.25 | Wilson Electric Services Corp | Purchased
391 | 85023 | PV Grid Tied | 506.66 | 729590 | 2010 PBI | 3 | 2010-02-26 | 2011-05-03 | 3352250 | 121381.36 | SolarCity Corporation | Purchased
392 | 85382 | PV Grid Tied | 502.32 | 723341 | 2010 PBI | 4 | 2010-02-25 | 2011-01-31 | 3352250 | 121294.8 | SolarCity Corporation | Purchased
393 | 85335 | PV Grid Tied | 506.66 | 729590 | 2010 PBI | 3 | 2010-02-17 | 2011-01-31 | 3234000 | 116889.29 | SolarCity Corporation | Purchased
394 | 85086 | PV Grid Tied | 1019.92 | 1468685 | 2010 PBI | 4 | 2010-02-26 | 2011-05-18 | 3121250 | 111693.38 | SolarCity Corporation | Purchased
395 | 85349 | PV Grid Tied | 440.412 | 634193 | 2010 PBI | 3 | 2010-02-26 | 2011-04-28 | 2909500 | 103494.38 | SolarCity Corporation | Purchased
396 | 86047 | PV Grid Tied | 288.9 | 416016 | 2010 PBI | 4 | 2010-02-26 | 2011-05-23 | 2692250 | 96097.19 | SolarCity Corporation | Purchased
397 | 85365 | PV Grid Tied | 50 | 72000 | 2010 PBI | 3 | 2010-02-27 | 2010-12-27 | 300000 | 13612.5 | Wilson Electric Services Corp | Purchased
398 | 85032 | PV Grid Tied | 132.48 | 190771 | 2010 PBI | 3 | 2010-02-24 | 2010-12-23 | 659972 | 26390.82 | Green Choice Solar LLC | Purchased
399 | 85032 | PV Grid Tied | 157.32 | 226541 | 2010 PBI | 3 | 2010-02-24 | 2010-12-30 | 789386 | 31546.83 | Green Choice Solar LLC | Purchased
400 | 85338 | PV Grid Tied | 803.904 | 1157622 | 2010 PBI | 3 | 2010-02-26 | 2011-09-29 | 7347552 | 146479.96 | SunPower Corporation Systems | Purchased
401 | 85338 | PV Grid Tied | 1244.016 | 1791383 | 2010 PBI | 3 | 2010-02-26 | 2011-06-23 | 11371212 | 226337.88 | SunPower Corporation Systems | Purchased
402 | 85326 | PV Grid Tied | 588.04 | 846778 | 2010 PBI | 3 | 2010-03-21 | 2011-12-30 | 3653411 | 122245.44 | GV Enterprises | Purchased
403 | 85326 | PV Grid Tied | 528.87 | 761573 | 2010 PBI | 3 | 2010-02-26 | 2011-12-30 | 3610931 | 110158.43 | GV Enterprises | Purchased
404 | 85326 | PV Grid Tied | 513.925 | 740052 | 2010 PBI | 3 | 2010-02-16 | 2011-12-30 | 3398522 | 107034.85 | GV Enterprises | Purchased
405 | 85326 | PV Grid Tied | 488.915 | 704038 | 2010 PBI | 3 | 2010-02-26 | 2012-01-05 | 3313559 | 101828.87 | GV Enterprises | Purchased
406 | 85326 | PV Grid Tied | 474.885 | 683834 | 2010 PBI | 3 | 2010-02-26 | 2011-12-30 | 2973706 | 98913.53 | GV Enterprises | Purchased
407 | 85326 | PV Grid Tied | 409.92 | 590285 | 2010 PBI | 3 | 2010-02-26 | 2011-12-30 | 2803781 | 85100.34 | GV Enterprises | Purchased
408 | 85326 | PV Grid Tied | 253.15 | 364536 | 2010 PBI | 3 | 2010-02-26 | 2011-12-30 | 1741743 | 52684.47 | GV Enterprises | Purchased
409 | 85004 | PV Grid Tied | 240.95 | 346968 | 2010 PBI | 3 | 2010-03-26 | 2011-07-31 | 1166506 | 50185.6 | Natural Power & Energy | Purchased
410 | 85281 | PV Grid Tied | 104.16 | 149990 | 2010 PBI | 3 | 2010-02-26 | 2011-07-28 | 445412 | 12500.8 | Avean Engineering | Purchased
411 | 85281 | PV Grid Tied | 57.12 | 82253 | 2010 PBI | 3 | 2010-02-26 | 2011-07-28 | 671485 | 13137.67 | Avean Engineering | Purchased
412 | 85281 | PV Grid Tied | 672 | 967680 | 2010 PBI | 3 | 2010-02-25 | 2011-10-31 | 5239567 | 136260.06 | Avean Engineering | Purchased
413 | 85281 | PV Grid Tied | 161.28 | 232243 | 2010 PBI | 3 | 2010-02-25 | 2011-09-02 | 1247497 | 33311.92 |  | Purchased
414 | 85281 | PV Grid Tied | 60.48 | 87091 | 2010 PBI | 3 | 2010-02-25 | 2011-09-08 | 548899 | 14361.41 |  | Purchased
415 | 85050 | PV Grid Tied | 102.6 | 147744 | 2010 PBI | 3 | 2010-05-07 | 2011-03-29 | 604500 | 21692.5 | Arizona Solar Concepts LLC | Purchased
416 | 86305 | PV Grid Tied | 35.64 | 51322 | 2010 PBI | 3 | 2010-05-07 | 2010-12-13 | 258988 | 5688.1 | Kevin Lollar Electric | Purchased
417 | 85901 | PV Grid Tied | 6.9 | 9936 | 2010 UFI Commercial | 3 | 2010-04-30 | 2011-02-18 | 40572 | 5106 | Boomer Construction Inc dba BCI Solar | Purchased
418 | 85901 | PV Grid Tied | 6.9 | 9936 | 2010 UFI Commercial | 3 | 2010-04-30 | 2011-02-18 | 40570 | 5106 | Complete Electric Inc. | Purchased
419 | 85050 | PV Grid Tied | 99.45 | 143208 | 2010 PBI | 3 | 2010-04-28 | 2011-01-14 | 581448 | 21082.56 | Arizona Solar Concepts LLC | Purchased
420 | 85253 | PV Grid Tied | 4.32 | 6221 | 2010 UFI Commercial | 3 | 2010-04-22 | 2010-03-24 | 31751 | 3234 | Dependable Solar Products Inc | Purchased
421 | 85253 | PV Grid Tied | 4.32 | 6221 | 2010 UFI Commercial | 3 | 2010-04-22 | 2010-03-24 | 31751 | 3234 | Dependable Solar Products Inc | Purchased
422 | 85014 | PV Grid Tied | 9.075 | 13068 | 2010 UFI Commercial | 3 | 2010-04-30 | 2010-10-14 | 47414 | 8167.5 | Secon Solar DBA Solar Universe | Purchased
423 | 85364 | PV Grid Tied | 120 | 172800 | 2010 PBI | 3 | 2010-06-25 | 2010-12-27 | 792000 | 20582.1 | Wilson Electric Services Corp | Purchased
424 | 85254 | PV Grid Tied | 120.085 | 172922 | 2010 PBI | 3 | 2010-06-30 | 2011-07-27 | 900000 | 18816 | Wilson Electric Services Corp | Purchased
425 | 85254 | PV Grid Tied | 120.085 | 172922 | 2010 PBI | 3 | 2010-06-30 | 2011-07-27 | 583930 | 18816 | Wilson Electric Services Corp | Purchased
426 | 85326 | PV Grid Tied | 32.9 | 47376 | 2010 PBI | 3 | 2010-06-29 | 2010-10-20 | 275000 | 6549.73 | Wilson Electric Services Corp | Purchased
427 | 85281 | PV Grid Tied | 60.48 | 87091 | 2010 PBI | 3 | 2010-06-29 | 2011-07-28 | 450661 | 10630.98 | Amresco Southwest | Purchased
428 | 85254 | PV Grid Tied | 1.84 | 2650 | 2010 UFI Commercial | 3 | 2010-06-10 | 2011-04-07 | 16306 | 920 | Dependable Solar Products Inc | Purchased
429 | 85004 | PV Grid Tied | 96.6 | 139104 | 2010 PBI | 3 | 2010-06-29 | 2011-09-12 | 518260 | 12233.5 | Avean Engineering | Purchased
430 | 85024 | PV Grid Tied | 45.59 | 65650 | 2010 PBI | 3 | 2010-06-09 | 2011-07-18 | 411394 | 15562.82 | Morrow Meadows Corporation | Purchased
431 | 85085 | PV Grid Tied | 99.96 | 143942 | 2010 PBI | 3 | 2010-06-30 | 2011-04-06 | 607868 | 20854.8 | Kearney Electric, Inc. | Purchased
432 | 85281 | PV Grid Tied | 97.44 | 140314 | 2010 PBI | 3 | 2010-04-30 | 2011-08-19 | 630924 | 18369.49 | Avean Engineering | Purchased
433 | 85281 | PV Grid Tied | 97.02 | 139709 | 2010 PBI | 3 | 2010-04-30 | 2011-08-12 | 631924 | 18198.23 | Avean Engineering | Purchased
434 | 85382 | PV Grid Tied | 17.94 | 25834 | 2010 UFI Commercial | 3 | 2010-06-29 | 2011-05-11 | 0 | 12109.5 | Wang Electric Systems | Purchased
435 | 85009 | PV Grid Tied | 54.24 | 78106 | 2010 PBI | 3 | 2010-06-30 | 2010-12-25 | 298320 | 11475 | Green Fuel Technologies | Purchased
436 | 85253 | PV Grid Tied | 16.425 | 23652 | 2010 UFI Commercial | 3 | 2010-06-24 | 2010-12-02 | 83836 | 11990.25 | Cambio Energy, Inc. | Purchased
437 | 85027 | PV Grid Tied | 7.776 | 11197 | 2010 UFI Commercial | 3 | 2010-06-21 | 2010-11-09 | 49390 | 5054.4 | Kuhl's Electric | Purchased
438 | 85251 | PV Grid Tied | 9.075 | 13068 | 2010 UFI Commercial | 3 | 2010-06-24 | 2010-11-23 | 48837 | 8910 | Secon Solar DBA Solar Universe | Purchased
439 | 85007 | PV Grid Tied | 24.48 | 35251 | 2010 UFI Commercial | 3 | 2010-06-30 | 2011-03-01 | 135000 | 16891.2 | Harmon Solar | Purchased
440 | 85328 | PV Grid Tied | 17.472 | 25160 | Interconnect Only | 3 | 2010-07-07 | 2010-12-14 | 102295 | 12876 | SunWize Technologies Inc. | Purchased
441 | 86001 | PV Grid Tied | 10.92 | 15725 | 2010 UFI Commercial | 3 | 2010-06-23 | 2011-05-17 | 50363 | 8080.8 | PLUMBING AND ELECTRICAL CONCEPTS INC | Purchased
442 | 85328 | PV Grid Tied | 17.472 | 25160 | 2010 UFI Commercial | 3 | 2010-06-30 | 2010-12-14 | 210550 | 12750 | SunWize Technologies Inc. | Purchased
443 | 85287 | PV Grid Tied | 53.76 | 77414 | 2010 PBI | 3 | 2010-08-31 | 2011-09-20 | 431085 | 9186.3 | Avean Engineering | Purchased
444 | 85287 | PV Grid Tied | 63.84 | 91930 | 2010 PBI | 3 | 2010-08-31 | 2011-10-13 | 385707 | 8153.28 | Avean Engineering | Purchased
445 | 85323 | PV Grid Tied | 114.915 | 165478 | 2010 PBI | 3 | 2010-08-31 | 2011-12-30 | 483038 | 19217.65 | Clean Energy Constructors | Purchased
446 | 85335 | PV Grid Tied | 80.64 | 116122 | 2010 PBI | 3 | 2010-08-31 | 2011-10-06 | 436863 | 13034.58 | Urban Energy Solutions | Purchased
447 | 85365 | PV Grid Tied | 44.01 | 63374 | 2010 PBI | 3 | 2010-08-31 | 2011-07-25 | 273240 | 10264.32 | Harmon Solar | Purchased
448 | 85009 | PV Grid Tied | 100.11 | 144158 | 2010 PBI | 3 | 2010-08-31 | 2012-09-21 | 489988 | 16190 | Sky Engineering, Inc. | Purchased
449 | 85345 | PV Grid Tied | 11.28 | 16243 | 2010 UFI Commercial | 3 | 2010-07-21 | 2010-05-18 | 0 | 9024 | Arizona Pro Solar LLC | Purchased
450 | 85281 | PV Grid Tied | 2100 | 3024000 | 2010 PBI | 3 | 2010-08-31 | 2011-12-21 | 11171132 | 289327.5 | Avean Engineering | Purchased
451 | 85233 | PV Grid Tied | 2257.92 | 3251405 | 2010 PBI | 3 | 2010-09-03 | 2011-09-26 | 12980822 | 525378.7 | SPG Solar Inc | Purchased
452 | 85281 | PV Grid Tied | 470.4 | 677376 | 2010 PBI | 3 | 2010-08-31 | 2011-11-14 | 3221790 | 65798.16 | Avean Engineering | Purchased
453 | 85281 | PV Grid Tied | 194.04 | 279418 | 2010 PBI | 3 | 2010-08-31 | 2011-11-14 | 3357922 | 69827.54 | Avean Engineering | Purchased
454 | 85281 | PV Grid Tied | 185.01 | 266414 | 2010 PBI | 3 | 2010-08-31 | 2011-10-13 | 1270565 | 26095.21 | Avean Engineering | Purchased
455 | 85281 | PV Grid Tied | 141.12 | 203213 | 2010 PBI | 3 | 2010-08-31 | 2011-10-25 | 975612 | 19619.78 | Avean Engineering | Purchased
456 | 85145 | PV Grid Tied | 6.48 | 9331 | 2010 PBI | 3 | 2010-09-15 | 2011-08-23 | 1302000 | 50901 | Amresco Southwest | Purchased
457 | 85325 | PV Grid Tied | 29.7 | 42768 | Interconnect Only | 3 | 2010-08-30 | 2011-02-18 | 166000 | 20493 | Wang Electric Systems | Purchased
458 | 85365 | PV Grid Tied | 25.92 | 37325 | 2010 UFI Commercial | 3 | 2010-08-31 | 2011-07-21 | 132000 | 14300 | Harmon Solar | Purchased
459 | 85349 | PV Grid Tied | 29.97 | 43157 | Interconnect Only | 3 | 2010-08-31 | 2012-01-11 | 195000 | 19500 | Harmon Solar | Purchased
460 | 86018 | PV Grid Tied | 7.875 | 11340 | 2010 UFI Commercial | 3 | 2010-08-27 | 2011-01-04 | 43000 | 5276.25 | Alpha Energy a division of Alpha Technologies Services Inc. | Purchased
461 | 85009 | PV Grid Tied | 21.952 | 31611 | 2010 UFI Commercial | 3 | 2010-08-27 | 2011-02-17 | 143000 | 14707.84 | Alpha Energy a division of Alpha Technologies Services Inc. | Purchased
462 | 85043 | PV Grid Tied | 31.185 | 44906 | 2010 PBI | 3 | 2010-08-31 | 2011-05-23 | 316257 | 7522.61 | Scottsdale Solar LLC | Purchased
463 | 85390 | PV Grid Tied | 6.86 | 9878 | Interconnect Only | 3 | 2010-08-31 | 2011-05-06 | 45928 | 4802 | Eco 360 Solutions, Inc | Purchased
464 | 85043 | PV Grid Tied | 569.94 | 820714 | 2010 PBI | 3 | 2010-08-30 | 2011-10-06 | 2193878 | 91868.61 | Tmag Industries DBA Stellar Solar | Purchased
465 | 85395 | PV Grid Tied | 1406.945 | 2026001 | 2010 PBI | 3 | 2010-08-28 | 2011-12-16 | 5664478 | 227269.6 | Urban Energy Solutions | Purchased
466 | 85323 | PV Grid Tied | 1319.995 | 1900793 | 2010 PBI | 3 | 2010-08-31 | 2011-12-16 | 5480394 | 220585.2 | Clean Energy Constructors | Purchased
467 | 85335 | PV Grid Tied | 132.07 | 190181 | 2010 PBI | 3 | 2010-08-31 | 2011-10-11 | 655294 | 20554.56 | Urban Energy Solutions | Purchased
468 | 85028 | PV Grid Tied | 898.405 | 1293703 | 2010 PBI | 3 | 2010-08-31 | 2011-12-07 | 4790500 | 150552 | Green Choice Solar LLC | Purchased
469 | 85254 | PV Grid Tied | 674.45 | 971208 | 2010 PBI | 3 | 2010-08-31 | 2012-05-07 | 3144853 | 112861.36 | Green Choice Solar LLC | Purchased
470 | 85024 | PV Grid Tied | 391.275 | 563436 | 2010 PBI | 3 | 2010-08-31 | 2011-12-19 | 1895147 | 65452.43 | Green Choice Solar LLC | Purchased
471 | 85050 | PV Grid Tied | 634.95 | 914328 | 2010 PBI | 3 | 2010-08-31 | 2011-11-28 | 3075390 | 111575.76 | Green Choice Solar LLC | Purchased
472 | 85032 | PV Grid Tied | 592.02 | 852509 | 2010 PBI | 3 | 2010-08-31 | 2011-11-28 | 2867458 | 108899.28 | Green Choice Solar LLC | Purchased
473 | 85260 | PV Grid Tied | 467.76 | 673574 | 2010 PBI | 3 | 2010-08-31 | 2012-09-27 | 2490123 | 78246.89 | Green Choice Solar LLC | Purchased
474 | 85024 | PV Grid Tied | 557.2 | 802368 | 2010 PBI | 3 | 2010-08-31 | 2011-12-28 | 2974000 | 93375.11 | Green Choice Solar LLC | Purchased
475 | 85254 | PV Grid Tied | 527.79 | 760018 | 2010 PBI | 3 | 2010-08-31 | 2011-12-28 | 2556359 | 88323.84 | Green Choice Solar LLC | Purchased
476 | 85013 | PV Grid Tied | 432.575 | 622908 | 2010 PBI | 3 | 2010-05-13 | 2011-12-22 | 2236758 | 70841.36 | Green Fuel Technologies | Purchased
477 | 85254 | PV Grid Tied | 508.46 | 732182 | 2010 PBI | 3 | 2010-08-31 | 2011-12-30 | 2462734 | 85055.19 | Green Choice Solar LLC | Purchased
478 | 85032 | PV Grid Tied | 490.93 | 706939 | 2010 PBI | 3 | 2010-08-31 | 2012-02-22 | 2227831 | 82122.77 | Green Choice Solar LLC | Purchased
479 | 85255 | PV Grid Tied | 478.56 | 689126 | 2010 PBI | 3 | 2010-08-31 | 2012-09-25 | 2823611 | 80053.52 | Green Choice Solar LLC | Purchased
480 | 85255 | PV Grid Tied | 325.71 | 469022 | 2010 PBI | 3 | 2010-08-31 | 2012-09-25 | 1922922 | 54484.77 | Green Choice Solar LLC | Purchased
481 | 85050 | PV Grid Tied | 475.8 | 685152 | 2010 PBI | 3 | 2010-08-31 | 2011-12-30 | 2304545 | 79591.82 | Green Choice Solar LLC | Purchased
482 | 85050 | PV Grid Tied | 444.36 | 639878 | 2010 PBI | 3 | 2010-08-31 | 2011-12-28 | 2152265 | 74439.6 | Green Choice Solar LLC | Purchased
483 | 85254 | PV Grid Tied | 313.02 | 450749 | 2010 PBI | 3 | 2010-08-31 | 2011-12-28 | 1502095 | 52358.64 | Green Choice Solar LLC | Purchased
484 | 85009 | PV Grid Tied | 38.64 | 55642 | 2010 PBI | 3 | 2010-08-31 | 2011-04-04 | 340784 | 9201.73 | Empire Southwest, LLC | Purchased
485 | 85009 | PV Grid Tied | 32.89 | 47362 | 2010 PBI | 3 | 2010-08-30 | 2011-04-04 | 340784 | 7862.03 | Empire Southwest, LLC | Purchased
486 | 85086 | PV Grid Tied | 389.125 | 560340 | 2010 DE RFP PBI | 3 | 2010-10-29 | 2011-09-22 | 2947443 | 85500.99 | Solon DV1 LLC | Purchased
487 | 85086 | PV Grid Tied | 320.925 | 462132 | 2010 DE RFP PBI | 3 | 2010-10-29 | 2011-09-22 | 2411544 | 69955.46 | Solon DV1 LLC | Purchased
488 | 85083 | PV Grid Tied | 406.56 | 585446 | 2010 DE RFP PBI | 3 | 2010-10-29 | 2011-12-16 | 3818922 | 85916.24 | Solon Corp | Purchased
489 | 85083 | PV Grid Tied | 349.44 | 503194 | 2010 DE RFP PBI | 3 | 2010-10-26 | 2011-12-16 | 3253155 | 73187.88 | Solon Corp | Purchased
490 | 85310 | PV Grid Tied | 402.05 | 578952 | 2010 DE RFP PBI | 3 | 2010-10-29 | 2012-03-01 | 2729463 | 88281.09 | Solon DV1 LLC | Purchased
491 | 85310 | PV Grid Tied | 210.925 | 303732 | 2010 DE RFP PBI | 3 | 2010-10-29 | 2012-03-01 | 1406087 | 45478.14 | Solon Corp | Purchased
492 | 85086 | PV Grid Tied | 686.01 | 987854 | 2010 DE RFP PBI | 3 | 2010-10-29 | 2011-12-27 | 5090464 | 153379.24 | Solon Corporation | Purchased
493 | 85009 | PV Grid Tied | 50.4 | 72576 | 2010 PBI | 3 | 2010-10-20 | 2010-08-23 | 261319 | 5140.8 | Secon Solar DBA Solar Universe | Purchased
494 | 85122 | PV Grid Tied | 99.82 | 143741 | 2010 PBI | 3 | 2010-10-29 | 2011-08-11 | 448470 | 16799.71 | Green Choice Solar LLC | Purchased
495 | 85379 | PV Grid Tied | 96.6 | 139104 | 2010 PBI | 3 | 2010-10-29 | 2011-01-07 | 445000 | 16668.91 | Green Choice Solar LLC | Purchased
496 | 85017 | PV Grid Tied | 45.54 | 65578 | 2010 PBI | 3 | 2010-10-29 | 2011-10-20 | 193797 | 8301.03 | Green Choice Solar LLC | Purchased
497 | 85374 | PV Grid Tied | 109.98 | 158371 | 2010 PBI | 3 | 2010-10-29 | 2011-03-17 | 700000 | 16632 | Wilson Electric Services Corp | Purchased
498 | 85350 | PV Grid Tied | 123.51 | 177854 | 2010 PBI | 3 | 2010-10-31 | 2012-05-14 | 700000 | 27170 | Mac Electric | Purchased
499 | 85350 | PV Grid Tied | 123.51 | 177854 | 2010 PBI | 3 | 2010-10-31 | 2012-08-01 | 700000 | 27170 | Mac Electric | Purchased
500 | 85350 | PV Grid Tied | 115 | 165600 | 2010 PBI | 3 | 2010-10-31 | 2012-05-14 | 504197 | 25300 | Mac Electric | Purchased
501 | 85017 | PV Grid Tied | 99.82 | 143741 | 2010 PBI | 3 | 2010-10-29 | 2011-11-07 | 436837 | 18955.82 | Green Choice Solar LLC | Purchased
502 | 85364 | PV Grid Tied | 95.48 | 137491 | 2010 PBI | 3 | 2010-10-05 | 2011-02-23 | 506500 | 16882.9 | Standard Renewable Energy (Gridpoint) | Purchased
503 | 86301 | PV Grid Tied | 99.125 | 142740 | 2010 PBI | 3 | 2010-10-26 | 2011-08-08 | 538500 | 21485.41 | Watt Master dba Buehler Bros. | Purchased
504 | 85355 | PV Grid Tied | 53.58 | 77155 | 2011 PBI | 3 | 2011-02-28 | 2010-10-06 | 363150 | 6738.86 | AMERESCO SOLAR | Purchased
505 | 85350 | PV Grid Tied | 28.56 | 41126 | 2010 PBI | 3 | 2010-10-31 | 2013-01-25 | 199900 | 6435 | Mac Electric | Purchased
506 | 86303 | PV Grid Tied | 9.4 | 13536 | 2010 UFI Commercial | 3 | 2010-10-27 | 2011-07-14 | 56400 | 4700 | Royal Covers of Arizona | Purchased
507 | 86301 | PV Grid Tied | 5.16 | 7430 | 2010 UFI Commercial | 3 | 2010-10-25 | 2011-09-15 | 44200 | 3818.4 | Green Fuel Technologies | Purchased
508 | 85349 | PV Grid Tied | 30.55 | 43992 | 2010 UFI Commercial | 3 | 2010-10-26 | 2011-07-21 | 153171 | 18330 | Sky Renewable Energy/Sky Engineering | Purchased
509 | 86338 | PV Grid Tied | 29.7 | 42768 | 2010 UFI Commercial | 3 | 2010-08-30 | 2011-01-20 | 168272 | 20493 | Wang Electric Systems | Purchased
510 | 85328 | PV Grid Tied | 21.12 | 30413 | 2010 UFI Commercial | 3 | 2010-10-14 | 2011-06-23 | 357000 | 13728 | MAC ELECTRIC INC | Purchased
511 | 85331 | PV Grid Tied | 12.88 | 18547 | 2010 UFI Commercial | 3 | 2010-10-20 | 2011-02-17 | 68229 | 8372 | Salt River Solar & Wind | Purchased
512 | 85333 | PV Grid Tied | 29.7 | 42768 | 2010 UFI Commercial | 3 | 2010-09-02 | 2012-03-07 | 166000 | 20493 | Wang Electric Systems | Purchased
513 | 86025 | PV Grid Tied | 29.7 | 42768 | Interconnect Only | 3 | 2010-10-08 | 2010-12-14 | 168272 | 19602 | Wang Electric Systems | Purchased
514 | 85378 | PV Grid Tied | 16.2 | 23328 | 2010 UFI Commercial | 3 | 2010-10-25 | 2011-01-26 | 88000 | 9882 | E.F. Charles, Inc. Electrical Contractors | Purchased
515 | 85021 | PV Grid Tied | 5.184 | 7465 | 2010 UFI Commercial | 3 | 2010-09-14 | 2011-08-08 | 15811 | 3888 | Arizona Solar Concepts LLC | Purchased
516 | 85021 | PV Grid Tied | 5.184 | 7465 | 2010 UFI Commercial | 3 | 2010-09-14 | 2011-08-08 | 33801 | 3888 | Arizona Solar Concepts LLC | Purchased
517 | 86001 | PV Grid Tied | 9.856 | 14193 | Interconnect Only | 3 | 2010-10-04 | 2010-08-24 | 45000 | 6272 | Kinney Construction Services, Inc. | Purchased
518 | 85314 | PV Grid Tied | 21.6 | 31104 | 2010 UFI Commercial | 3 | 2010-10-27 | 2010-08-02 | 124200 | 15336 | Sky Renewable Energy/Sky Engineering | Purchased
519 | 85346 | PV Grid Tied | 2.52 | 3629 | Interconnect Only | 3 | 2010-07-26 | 2010-09-28 | 37500 | 1497.3 | Architectural & Environmental Associates | Purchased
520 | 85346 | PV Grid Tied | 2.52 | 3629 | Interconnect Only | 3 | 2010-07-26 | 2010-09-28 | 37500 | 2343.6 | Architectural & Environmental Associates | Purchased
521 | 85346 | PV Grid Tied | 2.52 | 3629 | Interconnect Only | 3 | 2010-07-26 | 2010-09-28 | 37500 | 2343.6 | Architectural & Environmental Associates | Purchased
522 | 85346 | PV Grid Tied | 2.52 | 3629 | Interconnect Only | 3 | 2010-11-19 | 2010-09-28 | 37500 | 2343.6 | Architectural & Environmental Associates | Purchased
523 | 85901 | PV Grid Tied | 19.35 | 27864 | 2010 UFI Commercial | 3 | 2010-06-23 | 2011-06-08 | 144192 | 12887.1 | Val-U Solar LLC | Purchased
524 | 85008 | PV Grid Tied | 5.61 | 8078 | 2010 UFI Commercial | 3 | 2010-11-30 | 2010-07-28 | 27000 | 4950 | New Canyon Construction, Inc | Purchased
525 | 85260 | PV Grid Tied | 29.76 | 42854 | Interconnect Only | 3 | 2010-12-27 | 2011-09-22 | 175503 | 18153.6 | Harmon Solar | Purchased
526 | 85013 | PV Grid Tied | 13.8 | 19872 | 2010 UFI Commercial | 3 | 2010-12-17 | 2011-05-16 | 62100 | 11040 | Ace Solar Systems | Purchased
527 | 85351 | PV Grid Tied | 6.72 | 9677 | 2010 UFI Commercial | 3 | 2010-12-30 | 2010-11-10 | 64480 | 4830 |  | Purchased
528 | 85027 | PV Grid Tied | 13.8 | 19872 | 2010 UFI Commercial | 3 | 2010-12-30 | 2011-08-04 | 82800 | 14490 | Harmon Solar | Purchased
529 | 85027 | PV Grid Tied | 9.2 | 13248 | 2010 UFI Commercial | 3 | 2010-12-30 | 2011-08-04 | 55200 | 9660 | Harmon Solar | Purchased
530 | 85027 | PV Grid Tied | 11.04 | 15898 | 2010 UFI Commercial | 3 | 2010-12-17 | 2011-07-19 | 52440 | 16008 |  | Purchased
531 | 85006 | PV Grid Tied | 18.33 | 26395 | 2010 UFI Commercial | 3 | 2010-10-28 | 2011-08-17 | 96112 | 35880 | Sky Renewable Energy/Sky Engineering | Purchased
532 | 85016 | PV Grid Tied | 16.79 | 24178 | 2010 UFI Commercial | 3 | 2010-02-17 | 2011-08-17 | 92345 | 41850 | WEST CAP SOLAR INC | Purchased
533 | 85254 | PV Grid Tied | 5.28 | 7603 | 2010 UFI Commercial | 3 | 2010-12-29 | 2011-06-06 | 25084 | 9292.8 | Harmon Solar | Purchased
534 | 85032 | PV Grid Tied | 100.05 | 144072 | 2011 PBI | 3 | 2011-02-28 | 2011-05-31 | 457968 | 8606.9 | Hawkeye Electric, Inc. | Purchased
535 | 85034 | PV Grid Tied | 5.43 | 7819 | 2011 UFI Commercial | 3 | 2011-02-28 | 2011-09-07 | 26750 | 3801 | Ace Solar Systems | Purchased
536 | 85308 | PV Grid Tied | 10.56 | 15206 | 2011 UFI Commercial | 3 | 2011-02-25 | 2011-12-01 | 164862 | 7392 | Cambio Energy, Inc. | Purchased
537 | 86332 | PV Grid Tied | 31.02 | 44669 | 2011 UFI Commercial | 3 | 2011-02-14 | 2011-02-22 | 171540 | 21714 | Ace Solar Systems | Purchased
538 | 85345 | PV Grid Tied | 12.69 | 18274 | 2011 UFI Commercial | 3 | 2011-02-22 | 2011-06-23 | 57866 | 10786.5 | Lodi Solar Power | Purchased
539 | 85375 | PV Grid Tied | 11.04 | 15898 | 2011 UFI Commercial | 3 | 2011-02-24 | 2011-07-22 | 55200 | 11040 | CleanSwitch inc | Purchased
540 | 86004 | PV Grid Tied | 35.88 | 51667 | 2011 UFI Commercial | 3 | 2011-02-28 | 2011-08-18 | 176413 | 50232 | PLUMBING AND ELECTRICAL CONCEPTS INC | Purchased
541 | 85324 | PV Grid Tied | 4.76 | 6854 | 2011 UFI Commercial | 3 | 2011-02-25 | 2011-07-25 | 30015 | 6440 | Sun Valley Solar Solutions | Purchased
542 | 85340 | PV Grid Tied | 10.34 | 14890 | 2011 UFI Commercial | 3 | 2011-02-28 | 2012-02-09 | 64006 | 16130.4 | Valley Pro Electric | Purchased
543 | 85003 | PV Grid Tied | 19.74 | 28426 | 2011 UFI Commercial | 3 | 2011-02-08 | 2011-05-03 | 0 | 28623 | Sky Renewable Energy/Sky Engineering | Purchased
544 | 85365 | PV Grid Tied | 230.3 | 331632 | 2011 PBI | 3 | 2011-02-28 | 2011-12-19 | 897000 | 33929.28 | Solar Topps | Purchased
545 | 86314 | PV Grid Tied | 100.98 | 145411 | 2011 PBI | 3 | 2011-02-28 | 2012-03-27 | 701395 | 15528.81 | Wilson Electric Services Corp | Purchased
546 | 85607 | PV Grid Tied | 498.96 | 718502 | 2011 PBI | 3 | 2011-02-24 | 2011-12-14 | 2184386 | 41869.43 | SPG Solar, Inc. | Purchased
547 | 85338 | PV Grid Tied | 214.5 | 308880 | 2011 PBI | 3 | 2011-02-28 | 2011-12-02 | 1382364 | 33415.51 | Urban Energy Solutions Inc. | Purchased
548 | 85338 | PV Grid Tied | 244.2 | 351648 | 2011 PBI | 3 | 2011-02-28 | 2011-12-02 | 1382364 | 31820.89 | Urban Energy Solutions Inc. | Purchased
549 | 85374 | PV Grid Tied | 141.47 | 203717 | 2011 PBI | 3 | 2011-02-28 | 2012-01-10 | 707350 | 20355.98 |  | Purchased
550 | 85395 | PV Grid Tied | 118.44 | 170554 | 2011 PBI | 3 | 2011-02-28 | 2011-10-19 | 567000 | 19312.33 | SolarCity Corporation | Purchased
551 | 85338 | PV Grid Tied | 516.53 | 743803 | 2011 PBI | 4 | 2011-02-28 | 2012-01-24 | 2472750 | 61972.74 |  | Purchased
552 | 85083 | PV Grid Tied | 105.28 | 151603 | 2011 PBI | 4 | 2011-02-28 | 2011-11-15 | 504000 | 14460.53 | SolarCity Corporation | Purchased
553 | 85260 | PV Grid Tied | 440.86 | 634838 | 2011 PBI | 3 | 2011-02-28 | 2012-01-10 | 2204300 | 52898.08 | SolarCity Corporation | Purchased
554 | 85375 | PV Grid Tied | 56.4 | 81216 | 2011 PBI | 3 | 2011-02-28 | 2013-02-08 | 351598 | 12018.76 | Urban Energy Solutions | Purchased
555 | 85032 | PV Grid Tied | 417.83 | 601675 | 2011 PBI | 3 | 2011-02-28 | 2012-01-17 | 2089150 | 49951.7 |  | Purchased
556 | 85032 | PV Grid Tied | 388.22 | 559037 | 2011 PBI | 3 | 2011-02-28 | 2011-11-28 | 1941000 | 49436.46 | SolarCity Corporation | Purchased
557 | 85023 | PV Grid Tied | 394.8 | 568512 | 2011 PBI | 3 | 2011-02-19 | 2011-12-29 | 1890000 | 47187.81 | SolarCity Corporation | Purchased
558 | 85375 | PV Grid Tied | 59.22 | 85277 | 2011 PBI | 3 | 2011-02-28 | 2013-02-08 | 377244 | 12725.83 | Urban Energy Solutions | Purchased
559 | 85375 | PV Grid Tied | 47.94 | 69034 | 2011 PBI | 3 | 2011-02-28 | 2013-02-08 | 308843 | 10604.88 | Urban Energy Solutions | Purchased
560 | 85375 | PV Grid Tied | 49.35 | 71064 | 2011 PBI | 3 | 2011-03-02 | 2013-02-08 | 310371 | 10604.88 | Urban Energy Solutions | Purchased
561 | 86001 | PV Grid Tied | 188 | 270720 | 2011 PBI | 3 | 2011-03-02 | 2012-12-13 | 882091 | 40406.99 | Core Construction | Purchased
562 | 86004 | PV Grid Tied | 144.76 | 208454 | 2011 PBI | 3 | 2011-03-05 | 2012-12-13 | 779013 | 31165.03 | Core Construction | Purchased
563 | 85374 | PV Grid Tied | 358.61 | 516398 | 2011 PBI | 4 | 2011-03-01 | 2011-12-22 | 1716750 | 40162.26 | SolarCity Corporation | Purchased
564 | 85027 | PV Grid Tied | 579.04 | 833818 | 2011 PBI | 3 | 2011-02-27 | 2011-08-29 | 3180641 | 87024.96 | Viasol Energy Solutions, LLC | Purchased
565 | 85032 | PV Grid Tied | 437.915 | 630598 | 2011 PBI | 3 | 2011-02-28 | 2012-09-26 | 2618549 | 82714.66 | Green Choice Solar LLC | Purchased
566 | 86314 | PV Grid Tied | 599.76 | 863654 | 2011 PBI | 3 | 2011-02-28 | 2012-03-27 | 3766609 | 98901.36 | Wilson Electric Services Corp | Purchased
567 | 86314 | PV Grid Tied | 513.3 | 739152 | 2011 PBI | 3 | 2011-02-28 | 2012-03-28 | 3508887 | 84005.87 | Wilson Electric Services Corp | Purchased
568 | 86314 | PV Grid Tied | 252.3 | 363312 | 2011 PBI | 3 | 2011-02-28 | 2012-03-28 | 1612800 | 41018.14 | Wilson Electric Services Corp | Purchased
569 | 85254 | PV Grid Tied | 856.575 | 1233468 | 2011 PBI | 3 | 2011-02-28 | 2012-08-28 | 3933950 | 137607.6 | Green Choice Solar LLC | Purchased
570 | 85028 | PV Grid Tied | 260.85 | 375624 | 2011 PBI | 3 | 2011-03-08 | 2012-09-24 | 1547558 | 44249.69 | Green Choice Solar LLC | Purchased
571 | 85326 | PV Grid Tied | 608.16 | 875750 | 2011 PBI | 3 | 2011-02-28 | 2011-12-02 | 3928824 | 94899.35 | Urban Energy Solutions Inc. | Purchased
572 | 85338 | PV Grid Tied | 1174.8 | 1691712 | 2011 PBI | 3 | 2011-02-28 | 2011-12-02 | 7493868 | 172446.25 | Urban Energy Solutions Inc. | Purchased
573 | 85326 | PV Grid Tied | 669.9 | 964656 | 2011 PBI | 3 | 2011-02-28 | 2011-12-02 | 4256226 | 97942.76 | Urban Energy Solutions Inc. | Purchased
574 | 85326 | PV Grid Tied | 803.04 | 1156378 | 2011 PBI | 3 | 2011-02-28 | 2011-12-02 | 5165676 | 118909.68 | Urban Energy Solutions Inc. | Purchased
575 | 85020 | PV Grid Tied | 49.35 | 71064 | 2011 UFI Commercial | 3 | 2011-02-28 | 2011-09-01 | 242309 | 71557.5 | Sky Renewable Energy/Sky Engineering | Purchased
576 | 85020 | PV Grid Tied | 49.35 | 71064 | 2011 UFI Commercial | 3 | 2011-02-28 | 2011-09-01 | 242309 | 71557.5 | Sky Renewable Energy/Sky Engineering | Purchased
577 | 86025 | PV Grid Tied | 35.88 | 51667 | 2011 UFI Commercial | 3 | 2011-02-28 | 2011-08-18 | 161771 | 50232 | PLUMBING AND ELECTRICAL CONCEPTS INC | Purchased
578 | 85251 | PV Grid Tied | 14.85 | 21384 | 2011 UFI Commercial | 3 | 2011-02-28 | 2011-10-17 | 74844 | 21645.85 | Arizona Energy Pros | Purchased
579 | 85326 | PV Grid Tied | 604.8 | 870912 | 2011 PBI | 3 | 2011-02-28 | 2011-12-02 | 3783312 | 87088.79 | Urban Energy Solutions Inc. | Purchased
580 | 85254 | PV Grid Tied | 354.85 | 510984 | 2011 PBI | 3 | 2011-03-24 | 2012-08-28 | 1666960 | 78186.37 | Green Choice Solar LLC | Purchased
581 | 86321 | PV Grid Tied | 18000 | 25920000 | 2008 DE RFP | 3 | 2010-06-28 | 2011-12-30 | 0 | 67000000 |  | Purchased
582 | 85281 | PV Grid Tied | 11.96 | 17222 | 2011 Commercial DELP | 3 | 2011-04-21 | 2011-04-21 | 134000 | 26910 |  | Purchased
583 | 86334 | PV Grid Tied | 86.24 | 124186 | 2011 PBI | 3 | 2011-04-29 | 2012-06-04 | 627061 | 15654.36 | Kevin Lollar Electric | Purchased
584 | 85308 | PV Grid Tied | 32.4 | 46656 | 2011 UFI Commercial | 3 | 2011-04-10 | 2012-01-17 | 245629 | 42120 | Cambio Energy, Inc. | Purchased
585 | 85390 | PV Grid Tied | 18 | 25920 | 2011 UFI Commercial | 3 | 2011-04-29 | 2011-11-09 | 82600 | 25200 | Carlson Solar Technologies | Purchased
586 | 85367 | PV Grid Tied | 15.84 | 22810 | 2011 UFI Commercial | 3 | 2011-04-15 | 2011-08-03 | 68903 | 17740.8 | Yuma Solar | Purchased
587 | 85009 | PV Grid Tied | 49.92 | 71885 | 2011 UFI Commercial | 3 | 2011-04-29 | 2011-09-22 | 285857 | 74880 | Royal Covers of Arizona | Purchased
588 | 85365 | PV Grid Tied | 12.22 | 17597 | 2011 EARN Commercial UFI | 3 | 2011-04-11 | 2011-08-25 | 6659 | 1 | Amtek Electric LLC | Purchased
589 | 85338 | PV Grid Tied | 11.5 | 16560 | 2011 EARN Commercial UFI | 3 | 2011-04-15 | 2011-09-27 | 45700 | 1 | Argent Solar Electric | Purchased
590 | 85367 | PV Grid Tied | 11.04 | 15898 | 2011 EARN Commercial UFI | 3 | 2011-04-15 | 2011-08-03 | 49682 | 1 | Yuma Solar | Purchased
591 | 86336 | PV Grid Tied | 11.75 | 16920 | 2011 EARN Commercial UFI | 3 | 2011-04-15 | 2011-08-25 | 47332 | 1 | Cobra Electric | Purchased
592 | 85350 | PV Grid Tied | 11.648 | 16773 | 2011 EARN Commercial UFI | 3 | 2011-04-15 | 2011-08-03 | 54961 | 1 | Yuma Solar | Purchased
593 | 85350 | PV Grid Tied | 11.648 | 16773 | 2011 EARN Commercial UFI | 3 | 2011-04-15 | 2011-08-25 | 54961 | 1 | Yuma Solar | Purchased
594 | 85009 | PV Grid Tied | 59.22 | 85277 | 2011 PBI School | 3 | 2011-04-28 | 2012-06-27 | 354136 | 16219.69 | SolarCity Corporation | Purchased
595 | 85009 | PV Grid Tied | 52.64 | 75802 | 2011 PBI School | 3 | 2011-04-20 | 2012-06-27 | 314787 | 14057.06 | SolarCity Corporation | Purchased
596 | 85901 | PV Grid Tied | 449.79 | 647698 | 2011 PBI School | 3 | 2011-04-29 | 2012-10-25 | 3673701 | 169217.5 | Amresco Southwest | Purchased
597 | 85344 | PV Grid Tied | 112.86 | 162518 | 2011 PBI Government | 3 | 2011-04-27 | 2014-07-07 | 892827 | 31224.6 | Wilson Electric Services Corp | Purchased
598 | 85344 | PV Grid Tied | 98.01 | 141134 | 2011 PBI Government | 3 | 2011-05-24 | 2014-06-12 | 899625 | 29172.6 | Wilson Electric Services Corp | Purchased
599 | 85344 | PV Grid Tied | 125.4 | 180576 | 2011 PBI Government | 3 | 2011-04-28 | 2014-06-23 | 1069625 | 34347.06 | Wilson Electric Services Corp | Purchased
600 | 85501 | PV Grid Tied | 204.96 | 295142 | 2011 PBI Government | 3 | 2011-05-01 | 2012-12-04 | 2043136 | 55239.84 | Kitchell Contractors of Arizona | Purchased
601 | 85006 | PV Grid Tied | 173.42 | 249725 | 2011 Residential DELP | 3 | 2011-06-14 | 2011-11-15 | 0 | 0.01 | Harmon Solar | Purchased
602 | 85374 | PV Grid Tied | 30.25 | 43560 | 2011 Commercial DELP | 3 | 2011-07-07 | 2012-01-10 | 0 | 68062.5 | Green Fuel Technologies | Purchased
603 | 85122 | PV Grid Tied | 12.22 | 17597 | 2011 EARN Commercial UFI | 3 | 2011-07-08 | 2011-10-19 | 43300 | 43300 | Arizona Discount Solar LLC | Purchased
604 | 86004 | PV Grid Tied | 12.48 | 17971 | 2011 EARN Commercial UFI | 3 | 2011-07-08 | 2011-11-17 | 66000 | 66000 | Goodman Contracting, Inc. | Purchased
605 | 85003 | PV Grid Tied | 12.925 | 18612 | 2011 EARN Commercial UFI | 3 | 2011-07-11 | 2011-11-10 | 46064 | 61200 | Sun Harvest LLC | Purchased
606 | 85009 | PV Grid Tied | 17.625 | 25380 | 2011 EARN Commercial UFI | 3 | 2011-07-12 | 2012-01-20 | 61810 | 61809.75 | Sky Renewable Energy/Sky Engineering | Purchased
607 | 85017 | PV Grid Tied | 11.76 | 16934 | 2011 EARN Commercial UFI | 3 | 2011-07-12 | 2011-11-16 | 54247 | 54247 | Sky Renewable Energy/Sky Engineering | Purchased
608 | 85034 | PV Grid Tied | 11.73 | 16891 | 2011 EARN Commercial UFI | 3 | 2011-07-12 | 2011-11-15 | 51612 | 51612 | One Way Electric, Inc. | Purchased
609 | 85009 | PV Grid Tied | 11.96 | 17222 | 2011 EARN Commercial UFI | 3 | 2011-07-12 | 2011-12-19 | 62000 | 62000 | RDS Electric, Inc. | Purchased
610 | 85034 | PV Grid Tied | 11.985 | 17258 | 2011 EARN Commercial UFI | 3 | 2011-07-12 | 2011-11-01 | 49920 | 49920 | Lifetime Solar Concepts, LLC | Purchased
611 | 85374 | PV Grid Tied | 31.2 | 44928 | 2011 UFI Commercial | 3 | 2011-06-29 | 2012-02-01 | 249600 | 19000 | Salt River Solar & Wind | Purchased
612 | 86001 | PV Grid Tied | 31.68 | 45619 | 2011 UFI Commercial | 3 | 2011-06-30 | 2012-01-20 | 140777 | 19958.4 | Prometheus Systems LLC | Purchased
613 | 86001 | PV Grid Tied | 6.11 | 8798 | 2011 UFI Commercial | 3 | 2011-06-13 | 2011-08-25 | 32045 | 3971.5 | Prometheus Renewables, Inc | Purchased
614 | 86004 | PV Grid Tied | 3.525 | 5076 | 2011 UFI Commercial | 3 | 2011-06-29 | 2011-12-21 | 20239 | 3454.5 | Prometheus Renewables, Inc | Purchased
615 | 85607 | PV Grid Tied | 34.65 | 49896 | 2011 UFI Commercial | 3 | 2011-06-30 | 2012-01-05 | 142758 | 39847.5 | Single Gourse Renewables LLC | Purchased
616 | 85378 | PV Grid Tied | 49.44 | 71194 | 2011 UFI Commercial | 3 | 2011-06-27 | 2012-02-17 | 267757 | 61800 | Cambio Energy, Inc. | Purchased
617 | 86323 | PV Grid Tied | 23 | 33120 | 2011 UFI Commercial | 3 | 2011-06-03 | 2012-02-27 | 96195 | 25300 | EV Solar Products | Purchased
618 | 85173 | PV Grid Tied | 18.9 | 27216 | 2011 UFI Commercial | 3 | 2011-06-16 | 2011-08-23 | 70000 | 23625 | Solar Electric Systems and Products | Purchased
619 | 85017 | PV Grid Tied | 15.12 | 21773 | 2011 UFI Commercial | 3 | 2011-06-30 | 2012-04-17 | 74628 | 19504.8 | Arizona Solar Concepts LLC | Purchased
620 | 85374 | PV Grid Tied | 44 | 63360 | 2011 UFI Commercial | 3 | 2011-06-29 | 2012-02-02 | 352000 | 52800 | Salt River Solar & Wind | Purchased
621 | 85901 | PV Grid Tied | 165.88 | 238867 | 2011 PBI | 3 | 2011-06-30 | 2012-10-25 | 1156252 | 39554.37 | Amresco Southwest | Purchased
622 | 85281 | PV Grid Tied | 39 | 56160 | 2011 PBI | 3 | 2011-06-30 | 2012-06-29 | 260130 | 6931.87 | Sun West Solar LLC | Purchased
623 | 86004 | PV Grid Tied | 227.92 | 328205 | 2011 PBI | 3 | 2011-06-30 | 2012-08-09 | 1119595 | 63942.22 | Amresco Southwest | Purchased
624 | 86004 | PV Grid Tied | 234.08 | 337075 | 2011 PBI | 3 | 2011-06-30 | 2012-08-09 | 2187867 | 63942.22 | Amresco Southwest | Purchased
625 | 85620 | PV Grid Tied | 30.21 | 43502 | 2011 UFI Commercial | 3 | 2011-06-24 | 2011-10-19 | 149850 | 39474.4 | Arizona Solar Concepts LLC | Purchased
626 | 85365 | PV Grid Tied | 30.25 | 43560 | 2011 Commercial DELP | 3 | 2011-08-03 | 2011-10-18 | 172922 | 68062.5 |  | Purchased
627 | 86336 | PV Grid Tied | 16.92 | 24365 | 2011 UFI Commercial | 3 | 2011-06-13 | 2011-11-17 | 79200 | 17265.6 | AL McNulty Electric LLC | Purchased
628 | 86335 | PV Grid Tied | 144.76 | 208454 | 2011 PBI School | 3 | 2011-06-28 | 2012-06-28 | 941532 | 28223.33 | SolarCity Corporation | Purchased
629 | 86335 | PV Grid Tied | 151.34 | 217930 | 2011 PBI School | 3 | 2011-06-28 | 2012-06-28 | 1056353 | 35157.57 | SolarCity Corporation | Purchased
630 | 85350 | PV Grid Tied | 216.435 | 311666 | 2011 PBI School | 3 | 2011-08-15 | 2012-12-21 | 1123330 | 57829.46 | Core Construction | Purchased
631 | 85350 | PV Grid Tied | 214.32 | 308621 | 2011 PBI School | 3 | 2011-08-16 | 2012-12-21 | 1042944 | 76962.31 | Lafferty Electric Technologies | Purchased
632 | 85350 | PV Grid Tied | 205.86 | 296438 | 2011 PBI School | 3 | 2011-06-30 | 2012-12-21 | 1400836 | 91699.78 | Lafferty Electric Technologies | Purchased
633 | 85348 | PV Grid Tied | 30.36 | 43718 | 2011 UFI Commercial | 3 | 2011-09-13 | 2011-12-28 | 154730 | 21252 | Ace Solar Systems | Purchased
634 | 85320 | PV Grid Tied | 30.36 | 43718 | 2011 UFI Commercial | 3 | 2011-09-12 | 2012-06-21 | 157532 | 21252 | Ace Solar Systems | Purchased
635 | 86335 | PV Grid Tied | 30.36 | 43718 | 2011 UFI Commercial | 3 | 2011-09-13 | 2012-03-21 | 144768 | 21252 | Ace Solar Systems | Purchased
636 | 85139 | PV Grid Tied | 30.36 | 43718 | 2011 UFI Commercial | 3 | 2011-09-13 | 2012-06-28 | 154730 | 21252 | Ace Solar Systems | Purchased
637 | 85554 | PV Grid Tied | 30.36 | 43718 | 2011 UFI Commercial | 3 | 2011-08-15 | 2012-01-18 | 154730 | 21252 | Ace Solar Systems | Purchased
638 | 85027 | PV Grid Tied | 16.92 | 24365 | 2011 UFI Commercial | 3 | 2011-08-31 | 2012-02-22 | 76491 | 16920 | Harmon Solar | Purchased
639 | 86336 | PV Grid Tied | 7.755 | 11167 | 2011 UFI Commercial | 3 | 2011-08-30 | 2012-06-06 | 38775 | 7212.15 | AL McNulty Electric LLC | Purchased
640 | 86336 | PV Grid Tied | 33.84 | 48730 | 2011 UFI Commercial | 3 | 2011-08-24 | 2011-12-05 | 169200 | 30456 | AL McNulty Electric LLC | Purchased
641 | 86322 | PV Grid Tied | 19.8 | 28512 | 2011 UFI Commercial | 3 | 2011-08-30 | 2012-03-21 | 64933 | 18400 | Cobra Electric | Purchased
642 | 86025 | PV Grid Tied | 25.85 | 37224 | 2011 UFI Commercial | 3 | 2011-08-31 | 2012-04-20 | 88165 | 29986 | Boomer Construction Inc dba BCI Solar | Purchased
643 | 85901 | PV Grid Tied | 5.64 | 8122 | 2011 UFI Commercial | 3 | 2011-08-31 | 2012-06-11 | 22815 | 6824.4 | Boomer Construction Inc dba BCI Solar | Purchased
644 | 85901 | PV Grid Tied | 12.22 | 17597 | 2011 UFI Commercial | 3 | 2011-08-31 | 2012-06-11 | 53236 | 14786.2 | Boomer Construction Inc dba BCI Solar | Purchased
645 | 86335 | PV Grid Tied | 16.65 | 23976 | 2011 UFI Commercial | 3 | 2011-07-07 | 2012-05-29 | 88146 | 14985 | 3 in 1 ELECTRIC | Purchased
646 | 85266 | PV Grid Tied | 66 | 95040 | 2011 UFI Commercial | 3 | 2011-08-31 | 2012-07-31 | 346500 | 75000 | Scout Solar LLC | Purchased
647 | 85254 | PV Grid Tied | 66.55 | 95832 | 2011 UFI Commercial | 3 | 2011-08-31 | 2012-04-30 | 349388 | 75000 | Scout Solar LLC | Purchased
648 | 85266 | PV Grid Tied | 66.55 | 95832 | 2011 UFI Commercial | 3 | 2011-08-31 | 2012-07-31 | 349388 | 75000 | Scout Solar LLC | Purchased
649 | 85003 | PV Grid Tied | 51.15 | 73656 | 2011 UFI Commercial | 3 | 2011-08-31 | 2012-07-11 | 268538 | 58311 | BROWN WHOLESALE ELECTRIC COMPANY - WESCO DISTRIBUTING | Purchased
650 | 85306 | PV Grid Tied | 66 | 95040 | 2011 UFI Commercial | 3 | 2011-08-31 | 2012-07-11 | 346500 | 75000 | Scout Solar LLC | Purchased
651 | 85254 | PV Grid Tied | 210.09 | 302530 | 2011 PBI | 3 | 2011-08-31 | 2012-12-06 | 1004671 | 36413.3 | Green Choice Solar LLC | Purchased
652 | 85024 | PV Grid Tied | 147.78 | 212803 | 2011 PBI | 3 | 2011-08-31 | 2012-12-20 | 706737 | 24012.71 | Green Choice Solar LLC | Purchased
653 | 85122 | PV Grid Tied | 160.74 | 231466 | 2011 PBI | 3 | 2011-08-31 | 2012-12-07 | 906473 | 24458.52 | Urban Energy Solutions | Purchased
654 | 85122 | PV Grid Tied | 39.48 | 56851 | 2011 PBI | 3 | 2011-08-31 | 2012-12-19 | 156000 | 5999.26 | Urban Energy Solutions | Purchased
655 | 85022 | PV Grid Tied | 111.86 | 161078 | 2011 PBI | 3 | 2011-08-31 | 2012-12-20 | 447440 | 17194.71 | Green Choice Solar LLC | Purchased
656 | 85326 | PV Grid Tied | 444.15 | 639576 | 2011 PBI | 3 | 2011-08-31 | 2012-04-16 | 2878092 | 50186.88 | SOLARCITY CORPORATION | Purchased
657 | 85326 | PV Grid Tied | 575.75 | 829080 | 2011 PBI | 3 | 2011-08-31 | 2012-04-16 | 3730860 | 65057.09 | SOLARCITY CORPORATION | Purchased
658 | 85326 | PV Grid Tied | 575.75 | 829080 | 2011 PBI | 3 | 2011-08-31 | 2012-04-16 | 3730860 | 65057.09 | SOLARCITY CORPORATION | Purchased
659 | 85326 | PV Grid Tied | 575.75 | 829080 | 2011 PBI | 3 | 2011-08-31 | 2012-04-16 | 3730860 | 65057.09 | SOLARCITY CORPORATION | Purchased
660 | 85326 | PV Grid Tied | 546.14 | 786442 | 2011 PBI | 3 | 2011-08-31 | 2012-04-16 | 3730860 | 54096.06 | SOLARCITY CORPORATION | Purchased
661 | 85326 | PV Grid Tied | 575.75 | 829080 | 2011 PBI | 3 | 2011-08-31 | 2012-04-16 | 3538987 | 65057.09 | SOLARCITY CORPORATION | Purchased
662 | 85379 | PV Grid Tied | 803.7 | 1157328 | 2011 PBI | 3 | 2011-08-31 | 2011-12-30 | 3243540 | 115721.38 | Green Choice Solar LLC | Purchased
663 | 85379 | PV Grid Tied | 803.7 | 1157328 | 2011 PBI | 3 | 2011-08-31 | 2011-12-30 | 3243540 | 115721.38 | Green Choice Solar LLC | Purchased
664 | 85365 | PV Grid Tied | 430.08 | 619315 | 2011 PBI | 3 | 2011-08-31 | 2012-09-13 | 2081580 | 81585.61 | SPG SOLAR, INC | Purchased
665 | 85024 | PV Grid Tied | 207 | 298080 | 2011 PBI | 3 | 2011-08-31 | 2012-12-20 | 989946 | 31843.95 | Green Choice Solar LLC | Purchased
666 | 85022 | PV Grid Tied | 243.46 | 350582 | 2011 PBI | 3 | 2011-08-31 | 2012-12-20 | 973840 | 37452.8 | Green Choice Solar LLC | Purchased
667 | 85032 | PV Grid Tied | 437.57 | 630101 | 2011 PBI | 3 | 2011-08-30 | 2012-12-10 | 2026000 | 68962.23 | Green Choice Solar LLC | Purchased
668 | 85032 | PV Grid Tied | 1131.76 | 1629734 | 2011 PBI | 3 | 2011-08-31 | 2012-12-10 | 5396835 | 183899.2 | Green Choice Solar LLC | Purchased
669 | 85050 | PV Grid Tied | 271.425 | 390852 | 2011 PBI | 3 | 2011-08-31 | 2012-12-20 | 1268981 | 43165.32 | Green Choice Solar LLC | Purchased
670 | 85028 | PV Grid Tied | 211.5 | 304560 | 2011 PBI | 3 | 2011-08-31 | 2012-12-06 | 1014166 | 34366.55 | Green Choice Solar LLC | Purchased
671 | 85032 | PV Grid Tied | 289.05 | 416232 | 2011 PBI | 3 | 2011-08-30 | 2013-07-11 | 1388036 | 46967.64 | Green Choice Solar LLC | Purchased
672 | 85050 | PV Grid Tied | 206.33 | 297115 | 2011 PBI | 3 | 2011-08-31 | 2012-12-20 | 986753 | 33526.49 | Green Choice Solar LLC | Purchased
673 | 85032 | PV Grid Tied | 210 | 302400 | 2011 PBI | 3 | 2011-08-31 | 2012-12-28 | 1007008 | 34122.82 | Green Choice Solar LLC | Purchased
674 | 85122 | PV Grid Tied | 1243.2 | 1790208 | 2011 PBI | 3 | 2011-09-03 | 2012-12-07 | 7782178 | 192284 | Urban Energy Solutions | Purchased
675 | 85122 | PV Grid Tied | 410.4 | 590976 | 2011 PBI | 3 | 2011-08-31 | 2012-12-07 | 1672000 | 64299.77 | Urban Energy Solutions | Purchased
676 | 85122 | PV Grid Tied | 803.04 | 1156378 | 2011 PBI | 3 | 2011-08-31 | 2012-12-07 | 4807443 | 123523.24 | Urban Energy Solutions | Purchased
677 | 85122 | PV Grid Tied | 984.48 | 1417651 | 2011 PBI | 3 | 2011-08-31 | 2012-12-07 | 5893644 | 149827.69 | Urban Energy Solutions | Purchased
678 | 85032 | PV Grid Tied | 207.5 | 298800 | 2011 PBI | 3 | 2011-08-31 | 2013-07-11 | 998131 | 31896.07 | Green Choice Solar LLC | Purchased
679 | 85365 | PV Grid Tied | 551.04 | 793498 | 2011 PBI | 3 | 2011-08-31 | 2012-09-13 | 1958121 | 88416.7 | SPG SOLAR, INC | Purchased
680 | 85003 | PV Grid Tied | 305.76 | 440294 | 2011 PBI | 3 | 2011-08-31 | 2012-10-16 | 1163865 | 45368.07 | Amresco Southwest | Purchased
681 | 85003 | PV Grid Tied | 411.6 | 592704 | 2011 PBI | 3 | 2011-08-31 | 2012-07-25 | 1592816 | 59826.06 | Amresco Southwest | Purchased
682 | 85003 | PV Grid Tied | 376.32 | 541901 | 2011 PBI | 3 | 2011-08-31 | 2012-10-12 | 2557973 | 78770.95 | Amresco Southwest | Purchased
683 | 85383 | PV Grid Tied | 1501.584 | 2162281 | 2010 DE RFP PBI | 3 | 2011-09-22 | 2012-12-20 | 10031492 | 223449.16 | SunPower Corporation | Purchased
684 | 85383 | PV Grid Tied | 3903.072 | 5620424 | 2010 DE RFP PBI | 3 | 2011-09-22 | 2012-12-20 | 32277737 | 705980.82 | SunPower Corporation | Purchased
685 | 85383 | PV Grid Tied | 2155.584 | 3104041 | 2010 DE RFP PBI | 3 | 2011-09-22 | 2012-12-20 | 16693898 | 355766.67 | SunPower Corporation | Purchased
686 | 85259 | PV Grid Tied | 278.8 | 401472 | 2010 DE RFP PBI | 3 | 2011-10-15 | 2012-11-15 | 2228485 | 42325.87 | Sunpower | Purchased
687 | 85253 | PV Grid Tied | 397.8 | 572832 | 2010 DE RFP PBI | 3 | 2011-10-10 | 2012-11-15 | 2795905 | 56975.34 | Sunpower | Purchased
688 | 85253 | PV Grid Tied | 688.5 | 991440 | 2010 DE RFP PBI | 3 | 2011-10-10 | 2012-04-23 | 4673136 | 102133.16 | Sunpower | Purchased
689 | 85253 | PV Grid Tied | 306 | 440640 | 2010 DE RFP PBI | 3 | 2011-10-10 | 2012-04-23 | 1869254 | 43946.54 | Sunpower | Purchased
690 | 85260 | PV Grid Tied | 321.3 | 462672 | 2010 DE RFP PBI | 3 | 2011-10-10 | 2012-11-07 | 2289865 | 49518.32 | Sunpower | Purchased
691 | 85258 | PV Grid Tied | 285.6 | 411264 | 2010 DE RFP PBI | 3 | 2011-10-10 | 2012-11-15 | 2312532 | 53960.58 | Sunpower | Purchased
692 | 85255 | PV Grid Tied | 397.632 | 572590 | 2010 DE RFP PBI | 3 | 2011-10-10 | 2012-11-07 | 2889151 | 59203.18 | Sunpower | Purchased
693 | 85255 | PV Grid Tied | 402.864 | 580124 | 2010 DE RFP PBI | 3 | 2011-10-10 | 2012-11-07 | 2889151 | 59203.18 | Sunpower | Purchased
694 | 85258 | PV Grid Tied | 280.5 | 403920 | 2010 DE RFP PBI | 3 | 2011-10-11 | 2012-11-15 | 2120390 | 42777.93 | Sunpower | Purchased
695 | 85260 | PV Grid Tied | 577.8 | 832032 | 2010 DE RFP PBI | 3 | 2011-10-10 | 2012-11-08 | 2136575 | 41232.22 | Sunpower | Purchased
696 | 85254 | PV Grid Tied | 275.4 | 396576 | 2010 DE RFP PBI | 3 | 2011-10-10 | 2012-12-28 | 2002756 | 38230.63 | Sunpower | Purchased
697 | 85255 | PV Grid Tied | 702.075 | 1010988 | 2010 DE RFP PBI | 3 | 2011-10-10 | 2012-11-08 | 2639707 | 52358 | Sunpower | Purchased
698 | 86336 | PV Grid Tied | 8.085 | 11642 | 2011 UFI Commercial | 3 | 2011-08-30 | 2012-06-06 | 39554 | 7212.15 | AL McNulty Electric LLC | Purchased
699 | 85122 | PV Grid Tied | 549.43 | 791179 | 2011 PBI School | 3 | 2011-08-22 | 2012-10-11 | 3835021 | 143672.76 | SolarCity Corporation | Purchased
700 | 85131 | PV Grid Tied | 227.01 | 326894 | 2011 PBI School | 3 | 2011-08-30 | 2013-04-02 | 998350 | 64283.86 | Kitchell Contractors, Inc. | Purchased
701 | 85131 | PV Grid Tied | 148.05 | 213192 | 2011 PBI School | 3 | 2011-08-30 | 2013-04-01 | 652315 | 39392.59 | Kitchell Contractors, Inc. | Purchased
702 | 85131 | PV Grid Tied | 225.6 | 324864 | 2011 PBI School | 3 | 2011-08-30 | 2013-04-01 | 981236 | 60026.81 | Kitchell Contractors, Inc. | Purchased
703 | 85501 | PV Grid Tied | 184.24 | 265306 | 2011 PBI Government | 3 | 2011-08-30 | 2012-12-04 | 1780106 | 51416.11 | Kitchell Contractors, Inc. | Purchased
704 | 85501 | PV Grid Tied | 493.5 | 710640 | 2011 PBI Government | 3 | 2011-08-30 | 2012-12-21 | 2223000 | 140506.77 | Low Mountain Construction, Inc. | Purchased
705 | 85034 | PV Grid Tied | 490.5 | 706320 | 2010 DE RFP PBI | 3 | 2011-09-29 | 2011-12-20 | 4022476 | 69210.08 | SunPower Corporation | Purchased
706 | 85034 | PV Grid Tied | 127.857 | 184114 | 2010 DE RFP PBI | 3 | 2011-09-29 | 2011-12-20 | 1089050 | 18689.64 | SunPower Corporation | Purchased
707 | 85034 | PV Grid Tied | 560.151 | 806617 | 2010 DE RFP PBI | 3 | 2011-09-30 | 2011-12-20 | 4751458 | 81767.18 | SunPower Corporation | Purchased
708 | 85034 | PV Grid Tied | 125.895 | 181289 | 2010 DE RFP PBI | 3 | 2011-10-02 | 2011-12-20 | 1066875 | 18397.62 | SunPower Corporation | Purchased
709 | 85034 | PV Grid Tied | 572.904 | 824982 | 2010 DE RFP PBI | 3 | 2011-09-29 | 2011-12-30 | 5889943 | 86538.6 | SunPower Corporation | Purchased
710 | 85034 | PV Grid Tied | 1791.96 | 2580422 | 2010 DE RFP PBI | 3 | 2011-09-29 | 2011-12-30 | 15180513 | 259522.74 | SunPower Corporation | Purchased
711 | 85034 | PV Grid Tied | 1725.906 | 2485305 | 2010 DE RFP PBI | 3 | 2011-09-29 | 2011-12-30 | 13691289 | 260819.69 | SunPower Corporation | Purchased
712 | 85027 | PV Grid Tied | 1108.8 | 1596672 | 2010 DE RFP PBI | 3 | 2011-10-07 | 2012-12-13 | 10050000 | 261783.28 | Solon Corporation | Purchased
713 | 85310 | PV Grid Tied | 215.04 | 309658 | 2010 DE RFP PBI | 3 | 2011-10-27 | 2012-11-19 | 1880000 | 48628.5 | Solon Corporation | Purchased
714 | 85083 | PV Grid Tied | 100.8 | 145152 | 2010 DE RFP PBI | 3 | 2011-10-27 | 2012-10-31 | 893000 | 23379.49 | Solon Corporation | Purchased
715 | 85083 | PV Grid Tied | 100.8 | 145152 | 2010 DE RFP PBI | 3 | 2011-10-27 | 2012-10-31 | 663792 | 23379.49 | Solon Corporation | Purchased
716 | 85004 | PV Grid Tied | 148.05 | 213192 | 2011 PBI | 3 | 2011-10-13 | 2012-02-21 | 1219192 | 18661.33 | Sky Renewable Energy/Sky Engineering | Purchased
717 | 86004 | PV Grid Tied | 15.12 | 21773 | 2011 UFI Commercial | 3 | 2011-09-12 | 2011-12-21 | 83747 | 10584 | Ace Solar Systems | Purchased
718 | 85034 | PV Grid Tied | 78.96 | 113702 | 2011 PBI | 3 | 2011-07-27 | 2011-11-02 | 435278 | 10097.57 |  | Purchased
719 | 85260 | PV Grid Tied | 112.68 | 162259 | 2011 PBI | 3 | 2011-10-28 | 2012-09-04 | 583316 | 13171.04 | Green Fuel Technologies | Purchased
720 | 85260 | PV Grid Tied | 230.84 | 332410 | 2011 PBI | 3 | 2011-10-27 | 2012-09-04 | 998044 | 24491.55 | Green Fuel Technologies | Purchased
721 | 86001 | PV Grid Tied | 201.465 | 290110 | 2011 PBI | 3 | 2011-10-31 | 2012-12-05 | 780798 | 19695.06 | Amresco Southwest | Purchased
722 | 86004 | PV Grid Tied | 93.5 | 134640 | 2011 PBI | 3 | 2011-10-31 | 2012-12-05 | 316512 | 9168.42 | Amresco Southwest | Purchased
723 | 85281 | PV Grid Tied | 36.96 | 53222 | 2011 PBI | 3 | 2011-10-31 | 2012-01-30 | 263035 | 3747.55 |  | Purchased
724 | 85281 | PV Grid Tied | 69.3 | 99792 | 2011 PBI | 3 | 2011-11-02 | 2012-11-26 | 813287 | 6709.89 | Amresco Southwest | Purchased
725 | 85287 | PV Grid Tied | 138.6 | 199584 | 2011 PBI | 3 | 2011-10-31 | 2012-11-26 | 1120314 | 13110.24 | Amresco Southwest | Purchased
726 | 85281 | PV Grid Tied | 214.86 | 309398 | 2011 PBI | 3 | 2011-11-05 | 2012-12-26 | 1701039 | 22095.65 | Amresco Southwest | Purchased
727 | 85281 | PV Grid Tied | 246.06 | 354326 | 2011 PBI | 3 | 2011-10-31 | 2012-12-19 | 1952013 | 25643.67 | Amresco Southwest | Purchased
728 | 85287 | PV Grid Tied | 65.82 | 94781 | 2011 PBI | 3 | 2011-10-31 | 2012-11-26 | 585360 | 6724.51 | Amresco Southwest | Purchased
729 | 85281 | PV Grid Tied | 166.38 | 239587 | 2011 PBI | 3 | 2011-10-31 | 2012-11-26 | 1199175 | 17513.34 | Amresco Southwest | Purchased
730 | 85308 | PV Grid Tied | 141.47 | 203717 | 2011 PBI | 3 | 2011-11-16 | 2013-03-04 | 700000 | 15845.51 | SUNRENU SOLAR LLC | Purchased
731 | 85004 | PV Grid Tied | 11.04 | 15898 | 2011 Commercial DELP | 3 | 2011-11-17 | 2012-02-22 | 143071 | 24840 | Harmon Electric Inc | Purchased
732 | 85333 | PV Grid Tied | 30.36 | 43718 | 2011 UFI Commercial | 3 | 2011-09-14 | 2012-04-11 | 154107 | 21252 | Ace Solar Systems | Purchased
733 | 86324 | PV Grid Tied | 30.36 | 43718 | 2011 UFI Commercial | 3 | 2011-09-13 | 2012-03-13 | 144768 | 21252 | Ace Solar Systems | Purchased
734 | 85008 | PV Grid Tied | 5.64 | 8122 | Interconnect Only | 3 | 2011-10-26 | 2013-03-06 | 101012 | 5640 | Seven Ess Investments LLC | Purchased
735 | 85901 | PV Grid Tied | 9.6 | 13824 | 2011 UFI Commercial | 3 | 2011-10-31 | 2012-02-16 | 70000 | 8160 | Kennedy Partners | Purchased
736 | 85901 | PV Grid Tied | 42.3 | 60912 | 2011 UFI Commercial | 3 | 2011-10-31 | 2012-02-08 | 160390 | 43992 | Boomer Construction Inc dba BCI Solar | Purchased
737 | 85014 | PV Grid Tied | 26.32 | 37901 | 2011 UFI Commercial | 3 | 2011-10-18 | 2012-11-21 | 98637 | 25047 | SUNRENU SOLAR LLC | Purchased
738 | 86314 | PV Grid Tied | 42.3 | 60912 | 2011 UFI Commercial | 3 | 2011-10-31 | 2012-05-29 | 161346 | 44415 | Boomer Construction Inc dba BCI Solar | Purchased
739 | 85054 | PV Grid Tied | 58.3 | 83952 | 2011 UFI Commercial | 3 | 2011-10-31 | 2012-05-07 | 266124 | 60632 | Green Fuel Technologies | Purchased
740 | 85603 | PV Grid Tied | 19.74 | 28426 | 2011 UFI Commercial | 3 | 2011-10-31 | 2012-03-15 | 93349 | 19740 | CJM Electric Inc. | Purchased
741 | 85901 | PV Grid Tied | 8.46 | 12182 | 2011 UFI Commercial | 3 | 2011-10-31 | 2012-04-12 | 37836 | 8460 | Boomer Construction Inc dba BCI Solar | Purchased
742 | 85603 | PV Grid Tied | 2.35 | 3384 | 2011 UFI Commercial | 3 | 2011-10-31 | 2012-03-15 | 11881 | 2303 | CJM Electric Inc. | Purchased
743 | 85603 | PV Grid Tied | 3.055 | 4399 | 2011 UFI Commercial | 3 | 2011-10-31 | 2012-03-15 | 15197 | 2994 | CJM Electric Inc. | Purchased
744 | 85029 | PV Grid Tied | 23.04 | 33178 | 2011 UFI Commercial | 3 | 2011-10-31 | 2012-06-12 | 98500 | 23040 | Green Choice Solar LLC | Purchased
745 | 86333 | PV Grid Tied | 70.5 | 101520 | 2011 UFI Commercial | 3 | 2011-10-31 | 2012-06-04 | 175526 | 66975 | Carlton Electric Co. | Purchased
746 | 85337 | PV Grid Tied | 42.3 | 60912 | 2011 UFI Commercial | 3 | 2011-10-31 | 2012-08-07 | 148050 | 42300 | Carlton Electric Co. | Purchased
747 | 85306 | PV Grid Tied | 56.4 | 81216 | 2011 UFI Commercial | 3 | 2011-10-31 | 2012-10-01 | 142650 | 56400 | Carlton Electric Co. | Purchased
748 | 85027 | PV Grid Tied | 48.88 | 70387 | 2011 UFI Commercial | 3 | 2011-10-31 | 2012-08-13 | 122264 | 48880 | Carlton Electric Co. | Purchased
749 | 85281 | PV Grid Tied | 51.7 | 74448 | 2011 UFI Commercial | 3 | 2011-10-31 | 2012-09-14 | 130742 | 51700 | Harmon Electric Inc | Purchased
750 | 85008 | PV Grid Tied | 51.7 | 74448 | 2011 UFI Commercial | 3 | 2011-10-31 | 2012-09-27 | 134000 | 51700 | Harmon Solar | Purchased
751 | 85006 | PV Grid Tied | 9.165 | 13198 | 2011 UFI Commercial | 3 | 2011-10-29 | 2012-04-05 | 59605 | 10082 | Lightday Solar Inc. | Purchased
752 | 86336 | PV Grid Tied | 8.82 | 12701 | 2011 UFI Commercial | 3 | 2011-10-26 | 2012-06-06 | 39554 | 7614 | AL McNulty Electric LLC | Purchased
753 | 86314 | PV Grid Tied | 48.88 | 70387 | 2011 UFI Commercial | 3 | 2011-10-31 | 2012-09-12 | 128000 | 48880 |  | Purchased
754 | 85342 | PV Grid Tied | 30.24 | 43546 | 2011 UFI Commercial | 3 | 2011-09-12 | 2012-01-19 | 0 | 21168 | Ace Solar Systems | Purchased
755 | 86004 | PV Grid Tied | 2.688 | 3871 | 2011 UFI Commercial | 3 | 2011-08-12 | 2011-09-13 | 17500 | 2688 | AEC Electric | Purchased
756 | 86018 | PV Grid Tied | 30.36 | 43718 | 2011 UFI Commercial | 3 | 2011-08-17 | 2011-08-04 | 166795 | 37646.4 | Wang Electric Systems | Purchased
757 | 85396 | PV Grid Tied | 115.92 | 166925 | 2011 UFI Commercial | 3 | 2011-10-13 | 2011-11-15 | 0 | 75000 | Wang Electric Systems | Purchased
758 | 86303 | PV Grid Tied | 1.9 | 2736 | 2011 UFI Commercial | 3 | 2011-06-03 | 2011-06-10 | 9500 | 1900 | EV Solar Products | Purchased
759 | 85123 | PV Grid Tied | 410.05 | 590472 | 2011 PBI School | 3 | 2011-10-31 | 2013-12-09 | 3601912 | 103763.99 | Ameresco | Purchased
760 | 85173 | PV Grid Tied | 420.48 | 605491 | 2011 PBI School | 3 | 2011-10-31 | 2013-02-23 | 1760000 | 60346.41 | AMERESCO SOLAR | Purchased
761 | 85378 | PV Grid Tied | 3.22 | 4637 | 2011 Residential DELP | 3 | 2011-12-13 | 2012-03-06 | 0 | 0.01 | Harmon Solar | Purchased
762 | 85131 | PV Grid Tied | 2.16 | 3110 | 2011 Residential DELP | 3 | 2012-01-03 | 2012-03-29 | 0 | 0.01 | Edwards Design Group | Purchased
763 | 85131 | PV Grid Tied | 4.32 | 6221 | 2011 Residential DELP | 3 | 2012-01-03 | 2012-03-29 | 0 | 0.01 | Edwards Design Group | Purchased
764 | 86303 | PV Grid Tied | 55.075 | 79308 | Interconnect Only | 3 | 2011-12-29 | 2014-04-21 | 330000 | 40700 | Scout Solar LLC | Purchased
765 | 86333 | PV Grid Tied | 55.075 | 79308 | Interconnect Only | 3 | 2011-12-29 | 2012-12-03 | 231000 | 28105 | Scout Solar LLC | Purchased
766 | 86333 | PV Grid Tied | 12.1 | 17424 | Interconnect Only | 3 | 2011-12-29 | 2012-12-03 | 108900 | 13249.5 | Scout Solar LLC | Purchased
767 | 85332 | PV Grid Tied | 30.21 | 43502 | Interconnect Only | 3 | 2011-12-28 | 2012-01-26 | 0 | 25678.5 | Arizona Solar Concepts, LLC | Purchased
768 | 85901 | PV Grid Tied | 32.64 | 47002 | 2011 UFI Commercial | 3 | 2011-12-29 | 2012-06-25 | 129600 | 24300 | Phil Stratton Electric | Purchased
769 | 85131 | PV Grid Tied | 30.24 | 43546 | 2011 UFI Commercial | 3 | 2011-12-29 | 2012-07-16 | 120800 | 22680 | Watt Master dba Buehler Bros. | Purchased
770 | 86336 | PV Grid Tied | 5.64 | 8122 | 2011 UFI Commercial | 3 | 2011-12-30 | 2012-09-04 | 27354 | 4681.2 | Green Earth Energy & Environmental Inc | Purchased
771 | 85349 | PV Grid Tied | 25.344 | 36495 | 2011 UFI Commercial | 3 | 2011-12-30 | 2012-04-20 | 160081 | 22809.6 | Harmon Electric Inc | Purchased
772 | 85034 | PV Grid Tied | 67.35 | 96984 | 2011 PBI | 3 | 2011-12-30 | 2012-04-13 | 500000 | 5012.87 | Wilson Electric Services Corp | Purchased
773 | 85396 | PV Grid Tied | 2.76 | 3974 | 2011 UFI Commercial | 3 | 2011-12-07 | 2011-11-15 | 0 | 51129 | Wang Electric Systems | Purchased
774 | 85351 | PV Grid Tied | 229.74 | 330826 | 2011 PBI | 3 | 2011-12-30 | 2013-09-13 | 1258447 | 19711.76 | Wilson Electric Services Corp | Purchased
775 | 85351 | PV Grid Tied | 229.74 | 330826 | 2011 PBI | 3 | 2011-12-30 | 2013-08-14 | 1280550 | 19711.76 | Wilson Electric Services Corp | Purchased
776 | 85351 | PV Grid Tied | 229.74 | 330826 | 2011 PBI | 3 | 2011-12-30 | 2013-08-08 | 1280759 | 19711.76 | Wilson Electric Services Corp | Purchased
777 | 85351 | PV Grid Tied | 229.74 | 330826 | 2011 PBI | 3 | 2011-12-30 | 2013-08-15 | 1283373 | 19711.76 | Wilson Electric Services Corp | Purchased
778 | 85351 | PV Grid Tied | 229.74 | 330826 | 2011 PBI | 3 | 2011-12-29 | 2013-06-27 | 1269570 | 19711.76 | Wilson Electric Services Corp | Purchased
779 | 85351 | PV Grid Tied | 229.74 | 330826 | 2011 PBI | 3 | 2011-12-30 | 2013-06-21 | 1269205 | 19711.76 | Wilson Electric Services Corp | Purchased
780 | 85373 | PV Grid Tied | 199.84 | 287770 | 2011 PBI | 3 | 2011-12-26 | 2013-05-24 | 1116612 | 17216.6 | Wilson Electric Services Corp | Purchased
781 | 85351 | PV Grid Tied | 155.06 | 223286 | 2011 PBI | 3 | 2011-12-30 | 2013-09-04 | 863979 | 13349.11 | Wilson Electric Services Corp | Purchased
782 | 85351 | PV Grid Tied | 130.4 | 187776 | 2011 PBI | 3 | 2011-12-30 | 2013-05-24 | 728611 | 11228.22 | Wilson Electric Services Corp | Purchased
783 | 85373 | PV Grid Tied | 90 | 129600 | 2011 PBI | 3 | 2011-12-30 | 2013-04-03 | 500621 | 7735 | Wilson Electric Services Corp | Purchased
784 | 85373 | PV Grid Tied | 60 | 86400 | 2011 PBI | 3 | 2011-12-30 | 2013-04-03 | 334731 | 5179.61 | Wilson Electric Services Corp | Purchased
785 | 85351 | PV Grid Tied | 56.98 | 82051 | 2011 PBI | 3 | 2011-12-30 | 2013-05-02 | 320197 | 5046.25 | Wilson Electric Services Corp | Purchased
786 | 85351 | PV Grid Tied | 48 | 69120 | 2011 PBI | 3 | 2011-12-30 | 2013-06-21 | 250600 | 4129.92 | Wilson Electric Services Corp | Purchased
787 | 85308 | PV Grid Tied | 80.04 | 115258 | 2011 PBI | 3 | 2011-12-31 | 2013-03-01 | 475085 | 6363.01 | Clarusys Inc | Purchased
788 | 85254 | PV Grid Tied | 500.64 | 720922 | 2011 PBI | 3 | 2011-08-31 | 2012-11-29 | 3158620 | 73879.38 | Harmon Electric, Inc. | Purchased
789 | 85029 | PV Grid Tied | 550.13 | 792187 | 2011 PBI School | 3 | 2011-12-20 | 2012-11-26 | 4272731 | 158897.3 | Wilson Electric Services Corp | Purchased
790 | 85020 | PV Grid Tied | 413.25 | 595080 | 2011 PBI School | 3 | 2011-12-20 | 2012-12-03 | 3770849 | 119375.44 | Wilson Electric Services Corp | Purchased
791 | 85259 | PV Grid Tied | 304.92 | 439085 | 2012 UFI Commercial | 3 | 2012-02-29 | 2012-05-17 | 165324 | 65870 | Klondyke Construction LLC | Purchased
792 | 85003 | PV Grid Tied | 42.77 | 61589 | 2012 UFI Commercial | 3 | 2012-02-28 | 2012-09-24 | 179926 | 20957.3 | Technicians for Sustainability, LLC | Purchased
793 | 85008 | PV Grid Tied | 5.64 | 8122 | Interconnect Only | 3 | 2012-02-29 | 2013-03-06 | 33671 | 2820 | Seven Ess Investments LLC | Purchased
794 | 85008 | PV Grid Tied | 5.64 | 8122 | Interconnect Only | 3 | 2012-02-29 | 2013-03-06 | 33671 | 2820 | Seven Ess Investments LLC | Purchased
795 | 85615 | PV Grid Tied | 32.7 | 47088 | 2012 UFI Commercial | 3 | 2012-02-29 | 2012-10-08 | 164953 | 17600 | Cochise Tech and Electric | Purchased
796 | 85603 | PV Grid Tied | 6.272 | 9032 | 2012 UFI Commercial | 3 | 2012-02-29 | 2012-03-15 | 39991 | 3136 | JYB Corp. | Purchased
797 | 85603 | PV Grid Tied | 6.272 | 9032 | 2012 UFI Commercial | 3 | 2012-02-29 | 2012-03-15 | 39991 | 3136 | JYB Corp. | Purchased
798 | 85541 | PV Grid Tied | 42.3 | 60912 | 2012 UFI Commercial | 3 | 2012-02-29 | 2012-11-13 | 161346 | 24957 | Boomer Construction Inc dba BCI Solar | Purchased
799 | 85901 | PV Grid Tied | 19.74 | 28426 | 2012 UFI Commercial | 3 | 2012-02-29 | 2012-10-25 | 82900 | 12408 | Boomer Construction Inc dba BCI Solar | Purchased
800 | 85364 | PV Grid Tied | 39.2 | 56448 | 2012 UFI Commercial | 3 | 2012-02-29 | 2012-10-26 | 221540 | 22736 | Smart Solar Solutions LLC | Purchased
801 | 85014 | PV Grid Tied | 24.96 | 35942 | 2012 UFI Commercial | 3 | 2012-02-21 | 2012-06-20 | 129243 | 12480 | G&S Electric, Inc. | Purchased
802 | 86336 | PV Grid Tied | 40.95 | 58968 | 2012 UFI Commercial | 3 | 2012-02-22 | 2011-06-21 | 205099 | 19756.8 | Stockbridge Electric Inc | Purchased
803 | 86326 | PV Grid Tied | 21.42 | 30845 | 2012 UFI Commercial | 3 | 2012-02-16 | 2013-02-21 | 81480 | 9447.75 | SOLARONE ENERGY GROUP | Purchased
804 | 86326 | PV Grid Tied | 9.18 | 13219 | 2012 UFI Commercial | 3 | 2012-02-16 | 2013-02-21 | 34920 | 4215.15 | SOLARONE ENERGY GROUP | Purchased
805 | 86326 | PV Grid Tied | 14.025 | 20196 | 2012 UFI Commercial | 3 | 2012-02-16 | 2013-02-21 | 53350 | 3924.45 | SOLARONE ENERGY GROUP | Purchased
806 | 85365 | PV Grid Tied | 5.17 | 7445 | 2012 UFI Commercial | 3 | 2012-03-06 | 2012-10-26 | 21900 | 3000 | RDS Electric | Purchased
807 | 85395 | PV Grid Tied | 460.2 | 662688 | 2012 PBI Large | 3 | 2012-02-28 | 2013-05-16 | 2061696 | 43293.75 | Scout Solar LLC | Purchased
808 | 85225 | PV Grid Tied | 99.84 | 143770 | 2012 PBI Medium | 3 | 2012-02-29 | 2012-08-06 | 437242 | 6150.31 | Royal Covers of Arizona | Purchased
809 | 85034 | PV Grid Tied | 85.54 | 123178 | 2012 PBI Medium | 3 | 2012-02-29 | 2012-07-18 | 724933 | 4190.27 | Sky Renewable Energy/Sky Engineering | Purchased
810 | 85364 | PV Grid Tied | 219.24 | 315706 | 2012 PBI Medium | 3 | 2012-02-29 | 2013-03-28 | 2978865 | 15534.01 | Rough Country Construction | Purchased
811 | 85364 | PV Grid Tied | 238.26 | 343094 | 2012 PBI Medium | 3 | 2012-02-29 | 2013-03-28 | 2978865 | 15530.75 | Rough Country Construction | Purchased
812 | 85350 | PV Grid Tied | 160 | 230400 | 2012 PBI Medium | 3 | 2012-02-29 | 2013-07-31 | 988924 | 14841.6 | Mac Electric | Purchased
813 | 86325 | PV Grid Tied | 152.22 | 219197 | 2012 PBI Medium | 3 | 2012-02-16 | 2013-10-15 | 681950 | 9496.66 | Scout Solar LLC | Purchased
814 | 85323 | PV Grid Tied | 74.97 | 107957 | 2012 PBI Medium | 3 | 2012-02-28 | 2013-04-05 | 358053 | 5786.7 | Southface Solar Electric | Purchased
815 | 85009 | PV Grid Tied | 57.12 | 82253 | 2012 PBI Medium | 3 | 2012-02-29 | 2013-05-02 | 181000 | 4843.06 |  | Purchased
816 | 85012 | PV Grid Tied | 136.3 | 196272 | 2012 PBI Medium | 3 | 2012-02-29 | 2013-01-17 | 589065 | 11970.41 | Arizona Solar Concepts LLC | Purchased
817 | 85351 | PV Grid Tied | 40.2 | 57888 | 2012 PBI Medium | 3 | 2012-02-29 | 2013-05-02 | 226551 | 3800.16 | Wilson Electric Services Corp | Purchased
818 | 86336 | PV Grid Tied | 41.58 | 59875 | 2012 PBI Medium | 3 | 2012-02-29 | 2012-12-27 | 284575 | 3753.97 | Green Earth Energy & Environmental Inc | Purchased
819 | 85255 | PV Grid Tied | 115.15 | 165816 | 2012 PBI Medium | 3 | 2012-03-21 | 2013-04-11 | 461898 | 15126.08 | Green Choice Solar LLC | Purchased
820 | 85307 | PV Grid Tied | 162 | 233280 | Interconnect Only | 3 | 2012-02-29 | 2014-05-30 | 453600 | 14880.16 | Clean Energy Constructors | Purchased
821 | 85050 | PV Grid Tied | 82.25 | 118440 | 2012 PBI Medium | 3 | 2012-02-29 | 2013-04-11 | 329932 | 11080.72 | Green Choice Solar LLC | Purchased
822 | 85258 | PV Grid Tied | 59.22 | 85277 | 2012 PBI Medium | 3 | 2012-02-29 | 2013-04-11 | 238246 | 8096.56 | Green Choice Solar LLC | Purchased
823 | 85258 | PV Grid Tied | 54.99 | 79186 | 2012 PBI Medium | 3 | 2012-02-29 | 2013-04-11 | 221408 | 7500.64 | Green Choice Solar LLC | Purchased
824 | 85281 | PV Grid Tied | 250.56 | 360806 | 2012 PBI Medium | 3 | 2012-02-29 | 2013-10-24 | 2363200 | 26285.87 | Ameresco | Purchased
825 | 85004 | PV Grid Tied | 22.56 | 32486 | 2011 Commercial DELP | 3 | 2012-03-20 | 2012-04-30 | 139262 | 50760 | Harmon Electric Inc | Purchased
826 | 85541 | PV Grid Tied | 134.89 | 194242 | 2012 PBI Government | 3 | 2012-03-01 | 2013-11-19 | 1139507 | 34642.95 | Wilson Electric Services Corp | Purchased
827 | 85541 | PV Grid Tied | 369.6 | 532224 | 2012 PBI Government | 3 | 2012-02-28 | 2013-11-19 | 3163776 | 86369 | Wilson Electric Services Corp | Purchased
828 | 85501 | PV Grid Tied | 113.75 | 163800 | 2012 PBI Government | 3 | 2012-02-29 | 2015-06-24 | 971104 | 23538.26 | Sun Renu Solar | Purchased
829 | 85541 | PV Grid Tied | 87 | 125280 | 2012 PBI Government | 3 | 2012-02-29 | 2015-06-18 | 843555 | 17389.13 | Sun Renu Solar | Purchased
830 | 86025 | PV Grid Tied | 549.43 | 791179 | 2012 PBI Government | 3 | 2012-02-28 | 2012-12-18 | 3563352 | 112849.43 | SOLARCITY CORPORATION | Purchased
831 | 86025 | PV Grid Tied | 366.24 | 527386 | 2012 PBI Government | 3 | 2012-02-28 | 2012-12-18 | 2320747 | 73496.81 | SOLARCITY CORPORATION | Purchased
832 | 85638 | PV Grid Tied | 101.99 | 146866 | 2012 PBI Schools | 3 | 2012-02-24 | 2013-05-24 | 753530 | 18438.34 | WILSON ELECTRIC SERVICES CORP | Purchased
833 | 85326 | PV Grid Tied | 347.76 | 500774 | 2012 PBI Schools | 3 | 2012-02-29 | 2013-10-18 | 2963520 | 61580.51 | Solon Corporation | Purchased
834 | 85326 | PV Grid Tied | 332.64 | 479002 | 2012 PBI Schools | 3 | 2012-02-27 | 2013-10-18 | 2778326 | 61580.51 | Solon Corporation | Purchased
835 | 85350 | PV Grid Tied | 553.84 | 797530 | 2012 PBI Schools | 3 | 2012-02-29 | 2013-03-27 | 3489920 | 109998.9 | CORE Construction Services of Arizona | Purchased
836 | 85350 | PV Grid Tied | 342.16 | 492710 | 2012 PBI Schools | 3 | 2012-03-29 | 2013-03-28 | 2176487 | 68399.32 | CORE Construction Services of Arizona | Purchased
837 | 85122 | PV Grid Tied | 710.64 | 1023322 | 2011 PBI | 3 | 2012-04-16 | 2012-12-07 | 4007566 | 109217.31 | Urban Energy Solutions | Purchased
838 | 86327 | PV Grid Tied | 65.66 | 94550 | 2012 PBI Medium | 3 | 2012-04-30 | 2013-05-15 | 397194 | 7437.77 | Lightday Solar Inc. | Purchased
839 | 85335 | PV Grid Tied | 79.2 | 114048 | 2012 PBI Medium | 3 | 2012-04-30 | 2013-08-06 | 349110 | 11264.83 | Scout Solar LLC | Purchased
840 | 85338 | PV Grid Tied | 249.48 | 359251 | 2012 PBI Medium | 3 | 2012-04-30 | 2013-11-01 | 2017008 | 28212.75 | Solon Corporation | Purchased
841 | 85365 | PV Grid Tied | 28 | 40320 | 2012 UFI Commercial | 3 | 2012-04-30 | 2012-12-14 | 350000 | 7000 | Yuma Solar | Purchased
842 | 85365 | PV Grid Tied | 31.5 | 45360 | 2012 UFI Commercial | 3 | 2012-04-30 | 2012-12-14 | 400000 | 7875 | Yuma Solar | Purchased
843 | 85029 | PV Grid Tied | 43.2 | 62208 | 2012 UFI Commercial | 3 | 2012-04-30 | 2012-10-03 | 183780 | 15120 | Green Choice Solar LLC | Purchased
844 | 85009 | PV Grid Tied | 29.61 | 42638 | 2012 UFI Commercial | 3 | 2012-04-23 | 2012-09-19 | 126000 | 11844 | Green Choice Solar LLC | Purchased
845 | 85086 | PV Grid Tied | 5.1 | 7344 | 2012 UFI Commercial | 3 | 2012-04-25 | 2012-09-25 | 18500 | 1530 | One Way Electric, Inc. | Purchased
846 | 86336 | PV Grid Tied | 10.34 | 14890 | 2012 UFI Commercial | 3 | 2012-03-19 | 2012-06-26 | 25565 | 4136 | AL McNulty Electric LLC | Purchased
847 | 86336 | PV Grid Tied | 8.28 | 11923 | Interconnect Only | 3 | 2012-04-30 | 2013-06-19 | 36532 | 3384 | AL McNulty Electric LLC | Purchased
848 | 85008 | PV Grid Tied | 31.68 | 45619 | 2012 UFI Commercial | 3 | 2012-04-27 | 2013-02-13 | 126275 | 15840 | Harmon Electric Inc | Purchased
849 | 85008 | PV Grid Tied | 10.08 | 14515 | 2012 UFI Commercial | 3 | 2012-04-27 | 2013-03-25 | 40174 | 5040 | Harmon Electric Inc | Purchased
850 | 85008 | PV Grid Tied | 7.92 | 11405 | Interconnect Only | 3 | 2012-04-26 | 2013-07-24 | 31557 | 3960 | Harmon Electric Inc | Purchased
851 | 86004 | PV Grid Tied | 11.04 | 15898 | 2012 UFI Commercial | 3 | 2012-04-09 | 2012-03-12 | 0 | 4305.6 | Architectural & Environmental Associates | Purchased
852 | 86324 | PV Grid Tied | 11.76 | 16934 | 2012 UFI Commercial | 3 | 2012-04-23 | 2012-06-06 | 34000 | 6240 | Chris Connolly Inc dba Chris Connolly Electric | Purchased
853 | 85251 | PV Grid Tied | 53.7 | 77328 | Interconnect Only | 3 | 2012-04-30 | 2013-08-22 | 296100 | 34944 | Scout Solar LLC | Purchased
854 | 85901 | PV Grid Tied | 8.46 | 12182 | 2012 UFI Commercial | 3 | 2012-04-30 | 2013-03-05 | 31223 | 4265.25 | BCI Solar | Purchased
855 | 85014 | PV Grid Tied | 33.12 | 47693 | 2012 UFI Commercial | 3 | 2012-04-30 | 2013-04-17 | 145066 | 17553.6 | Summerwind Solar LLC | Purchased
856 | 85003 | PV Grid Tied | 33.12 | 47693 | 2012 UFI Commercial | 3 | 2012-04-30 | 2013-02-26 | 125194 | 17553.6 | Summerwind Solar, LLC | Purchased
857 | 85901 | PV Grid Tied | 4.23 | 6091 | 2012 UFI Commercial | 3 | 2012-04-28 | 2013-03-03 | 31223 | 3948 | BCI Solar | Purchased
858 | 86314 | PV Grid Tied | 14.76 | 21254 | 2012 UFI Commercial | 3 | 2012-04-20 | 2012-12-12 | 55350 | 8118 | Kevin Lollar Electric | Purchased
859 | 85901 | PV Grid Tied | 7.05 | 10152 | 2012 UFI Commercial | 3 | 2012-04-28 | 2013-03-05 | 35855 | 4018.5 | BCI Solar | Purchased
860 | 85364 | PV Grid Tied | 49.725 | 71604 | 2012 PBI Medium | 3 | 2012-04-30 | 2013-01-25 | 283000 | 3991.39 | MAC ELECTRIC INC | Purchased
861 | 86326 | PV Grid Tied | 6.11 | 8798 | 2012 UFI Commercial | 3 | 2012-02-29 | 2012-05-01 | 26881 | 3360.5 | Pur Solar Inc | Purchased
862 | 85348 | PV Grid Tied | 30.24 | 43546 | 2012 UFI Commercial | 3 | 2012-02-23 | 2012-05-09 | 122016 | 18144 | Ace Solar Systems | Purchased
863 | 86320 | PV Grid Tied | 30.24 | 43546 | 2012 UFI Commercial | 3 | 2012-02-22 | 2012-07-10 | 132432 | 18144 | Ace Solar Systems | Purchased
864 | 85334 | PV Grid Tied | 15.18 | 21859 | 2012 UFI Commercial | 3 | 2012-02-23 | 2012-03-06 | 62496 | 9108 | Ace Solar Systems | Purchased
865 | 85396 | PV Grid Tied | 57.96 | 83462 | 2012 UFI Commercial | 3 | 2012-02-07 | 2011-11-15 | 326000 | 34776 | Wang Electric Systems | Purchased
866 | 86047 | PV Grid Tied | 258.39 | 372082 | 2012 PBI Schools | 3 | 2012-04-30 | 2013-12-03 | 1585682 | 59019.09 | Ameresco | Purchased
867 | 86047 | PV Grid Tied | 165.495 | 238313 | 2012 PBI Schools | 3 | 2012-04-28 | 2013-12-03 | 1234110 | 37160.15 | Ameresco | Purchased
868 | 86047 | PV Grid Tied | 63.8 | 91872 | 2012 PBI Schools | 3 | 2012-04-30 | 2013-12-03 | 460529 | 14572.67 | Ameresco | Purchased
869 | 85364 | PV Grid Tied | 323.64 | 466042 | 2012 PBI Schools | 3 | 2012-02-24 | 2013-07-23 | 2378673 | 62368.38 | Real Goods Solar, Inc | Purchased
870 | 85364 | PV Grid Tied | 452.4 | 651456 | 2012 PBI Schools | 3 | 2012-02-29 | 2013-08-01 | 3397632 | 86618.57 | Real Goods Solar. Inc | Purchased
871 | 85259 | PV Grid Tied | 714 | 1028160 | 2010 DE RFP PBI | 3 | 2012-06-12 | 2012-11-07 | 4340512 | 104365.43 | SunPower Corporation | Purchased
872 | 85259 | PV Grid Tied | 357 | 514080 | 2010 DE RFP PBI | 3 | 2012-06-12 | 2012-11-07 | 2783131 | 57111.92 | SunPower Corporation | Purchased
873 | 85259 | PV Grid Tied | 127.5 | 183600 | 2010 DE RFP PBI | 3 | 2012-06-12 | 2012-11-07 | 982801 | 23640.31 | SunPower Corporation | Purchased
874 | 86001 | PV Grid Tied | 8.82 | 12701 | 2012 UFI Commercial | 3 | 2012-02-29 | 2012-05-10 | 31678 | 5115.6 |  | Purchased
875 | 85346 | PV Grid Tied | 15.18 | 21859 | 2012 UFI Commercial | 3 | 2012-02-22 | 2012-05-03 | 62496 | 9108 | Ace Solar Systems | Purchased
876 | 85338 | PV Grid Tied | 249.48 | 359251 | 2012 PBI Schools | 3 | 2012-03-01 | 2013-11-01 | 2046240 | 42878.75 | Solon Corporation | Purchased
877 | 85027 | PV Grid Tied | 597.429 | 860298 | 2010 DE RFP PBI | 3 | 2012-06-18 | 2012-12-19 | 3988614 | 78452.02 | SunPower Corporation | Purchased
878 | 85050 | PV Grid Tied | 597.429 | 860298 | 2010 DE RFP PBI | 3 | 2012-06-18 | 2012-12-19 | 3988514 | 78452.02 | SunPower Corporation | Purchased
879 | 85032 | PV Grid Tied | 597.429 | 860298 | 2010 DE RFP PBI | 3 | 2012-06-12 | 2012-12-19 | 3979825 | 78452.02 | SunPower Corporation | Purchased
880 | 85308 | PV Grid Tied | 597.429 | 860298 | 2010 DE RFP PBI | 3 | 2012-06-18 | 2012-12-27 | 3984803 | 78452.02 | SunPower Corporation | Purchased
881 | 85365 | PV Grid Tied | 124.32 | 179021 | 2012 PBI Medium | 3 | 2012-06-19 | 2013-07-10 | 468000 | 10685.77 | Smart Solar Solutions, LLC. | Purchased
882 | 85020 | PV Grid Tied | 106.82 | 153821 | 2012 PBI Medium | 3 | 2012-06-27 | 2012-12-07 | 439500 | 11491.5 | Sun Valley Solar Solutions LLC | Purchased
883 | 86024 | PV Grid Tied | 88 | 126720 | Interconnect Only | 3 | 2012-06-27 | 2014-06-26 | 383085 | 0 | JAMZ Electric, Inc. | Purchased
884 | 85027 | PV Grid Tied | 80.64 | 116122 | 2012 PBI Medium | 3 | 2012-06-30 | 2013-04-22 | 241920 | 9342.15 | Harmon Electric, Inc. | Purchased
885 | 85008 | PV Grid Tied | 223.2 | 321408 | 2012 PBI Medium | 3 | 2012-06-29 | 2013-07-23 | 660062 | 18564 | Stockbridge Electric Inc | Purchased
886 | 85034 | PV Grid Tied | 49 | 70560 | 2012 PBI Medium | 3 | 2012-06-29 | 2013-07-22 | 260618 | 5159.7 | Harmon Electric, Inc. | Purchased
887 | 86322 | PV Grid Tied | 87.5 | 126000 | 2012 PBI Medium | 3 | 2012-06-29 | 2013-10-15 | 598415 | 8943.68 | Harmon Electric, Inc. | Purchased
888 | 85014 | PV Grid Tied | 48.735 | 70178 | 2012 PBI Medium | 3 | 2012-06-29 | 2013-09-17 | 440191 | 5117.13 | Clarusys Inc | Purchased
889 | 85122 | PV Grid Tied | 187.2 | 269568 | 2012 PBI Medium | 3 | 2012-06-29 | 2013-10-22 | 1054630 | 23041.68 | Ameresco Southwest | Purchased
890 | 85193 | PV Grid Tied | 255.6 | 368064 | 2012 PBI Medium | 3 | 2012-06-29 | 2013-09-17 | 1289145 | 30199.14 | Ameresco Southwest | Purchased
891 | 85122 | PV Grid Tied | 284.4 | 409536 | 2012 PBI Medium | 3 | 2012-06-29 | 2013-10-23 | 1004249 | 30195.87 | Ameresco Southwest | Purchased
892 | 85007 | PV Grid Tied | 103.53 | 149083 | 2012 PBI Medium | 3 | 2012-06-26 | 2013-12-11 | 747993 | 13856.36 | Sun Renu Solar | Purchased
893 | 85323 | PV Grid Tied | 112 | 161280 | 2012 PBI Medium | 3 | 2012-06-25 | 2015-04-30 | 737464 | 12857.46 | SunRenu Solar, LLC | Purchased
894 | 85006 | PV Grid Tied | 67.1 | 96624 | 2012 PBI Medium | 3 | 2012-06-25 | 2013-06-05 | 463533 | 8793.68 | Sun Renu Solar | Purchased
895 | 85028 | PV Grid Tied | 84.6 | 121824 | 2012 PBI Medium | 3 | 2012-06-29 | 2013-07-11 | 413694 | 12138.08 | Green Choice Solar LLC | Purchased
896 | 85937 | PV Grid Tied | 12.54 | 18058 | 2012 UFI Commercial | 3 | 2012-06-29 | 2013-01-22 | 33754 | 5760 | Positive Solar Electric, LLC | Purchased
897 | 85027 | PV Grid Tied | 7.05 | 10152 | 2012 UFI Commercial | 3 | 2012-06-29 | 2012-08-06 | 36842 | 3454.5 | HARMON ELECTRIC INC | Purchased
898 | 85027 | PV Grid Tied | 6.345 | 9137 | 2012 UFI Commercial | 3 | 2012-06-29 | 2012-08-06 | 33158 | 3109.05 | Harmon Electric, Inc. | Purchased
899 | 85396 | PV Grid Tied | 25.92 | 37325 | 2012 UFI Commercial | 3 | 2012-05-24 | 2012-06-28 | 95504 | 15033.6 | Wang Electric Systems | Purchased
900 | 86326 | PV Grid Tied | 9.2 | 13248 | 2012 UFI Commercial | 3 | 2012-06-11 | 2012-04-09 | 89950 | 4140 | Kinney Construction Services, Inc. | Purchased
901 | 85333 | PV Grid Tied | 73.92 | 106445 | 2012 UFI Commercial | 3 | 2012-06-28 | 2012-09-28 | 309043 | 44352 | Solar Electric Systems and Products | Purchased
902 | 86024 | PV Grid Tied | 16.5 | 23760 | Interconnect Only | 3 | 2012-07-26 | 2014-06-25 | 56068 | 6270 | JAMZ Electric, Inc. | Purchased
903 | 85003 | PV Grid Tied | 23.52 | 33869 | 2012 UFI Commercial | 3 | 2012-06-27 | 2013-01-17 | 136181 | 13641.6 | Lightday Solar Inc. | Purchased
904 | 85003 | PV Grid Tied | 12.74 | 18346 | 2012 UFI Commercial | 3 | 2012-06-26 | 2013-01-17 | 73765 | 7389.2 | Lightday Solar Inc. | Purchased
905 | 85314 | PV Grid Tied | 8.1 | 11664 | 2012 UFI Commercial | 3 | 2012-03-29 | 2013-05-17 | 30823 | 4860 | Sky Renewable Energy/Sky Engineering | Purchased
906 | 85254 | PV Grid Tied | 36 | 51840 | 2012 UFI Commercial | 3 | 2012-06-25 | 2012-08-17 | 137600 | 21600 | Hawkeye Electric, Inc. | Purchased
907 | 86336 | PV Grid Tied | 5.64 | 8122 | Interconnect Only | 3 | 2012-02-22 | 2013-04-30 | 25000 | 3271.2 | AL McNulty Electric LLC | Purchased
908 | 85364 | PV Grid Tied | 445.44 | 641434 | 2012 PBI Schools | 3 | 2012-06-29 | 2013-09-10 | 3270015 | 85178.73 | Real Goods Solar. Inc | Purchased
909 | 86322 | PV Grid Tied | 194.7 | 280368 | 2012 PBI Schools | 3 | 2012-06-29 | 2013-09-26 | 1287314 | 40208.82 | Ameresco Southwest | Purchased
910 | 86322 | PV Grid Tied | 220.66 | 317750 | 2012 PBI Schools | 3 | 2012-03-12 | 2013-09-26 | 1470984 | 46927.08 | Ameresco Southwest | Purchased
911 | 86322 | PV Grid Tied | 192.82 | 277661 | 2012 PBI Schools | 3 | 2012-03-12 | 2013-09-26 | 1293879 | 40721.86 | Ameresco Southwest | Purchased
912 | 85365 | PV Grid Tied | 430.99 | 620626 | 2012 PBI Schools | 3 | 2012-02-28 | 2013-05-24 | 2142020 | 84500.75 | SOLARCITY CORPORATION | Purchased
913 | 86323 | PV Grid Tied | 87.36 | 125798 | 2012 PBI Schools | 3 | 2012-03-08 | 2013-12-13 | 434179 | 15917.43 | SOLARCITY CORPORATION | Purchased
914 | 86323 | PV Grid Tied | 231.84 | 333850 | 2012 PBI Schools | 3 | 2012-03-02 | 2013-11-26 | 1168944 | 46536.56 | SOLARCITY CORPORATION | Purchased
915 | 85539 | PV Grid Tied | 109.74 | 158026 | 2012 PBI Schools | 3 | 2012-07-26 | 2013-09-30 | 733953 | 22042.22 | Core Construction | Purchased
916 | 85539 | PV Grid Tied | 421.26 | 606614 | 2012 PBI Schools | 3 | 2012-07-26 | 2013-09-30 | 2658940 | 84613.67 | Core Construction | Purchased
917 | 85050 | PV Grid Tied | 259.91 | 374270 | 2012 PBI Schools | 3 | 2012-07-26 | 2012-12-27 | 1199921 | 41737.92 | Urban Energy Solutions Inc | Purchased
918 | 85022 | PV Grid Tied | 110.4 | 158976 | 2012 PBI Schools | 3 | 2012-08-14 | 2013-07-11 | 538752 | 22114.18 | Green Choice Solar LLC | Purchased
919 | 85254 | PV Grid Tied | 154.63 | 222667 | 2012 PBI Schools | 3 | 2012-08-01 | 2013-07-11 | 618520 | 30916.59 | Green Choice Solar LLC | Purchased
920 | 85254 | PV Grid Tied | 497.28 | 716083 | 2011 PBI | 3 | 2012-08-21 | 2012-11-29 | 3137421 | 73229.85 |  | Purchased
921 | 85004 | PV Grid Tied | 23.544 | 33903 | 2012 UFI Commercial | 3 | 2012-08-29 | 2012-12-12 | 112500 | 13890.96 | Sun Valley Solar Solutions LLC | Purchased
922 | 86314 | PV Grid Tied | 30.084 | 43321 | 2012 UFI Commercial | 3 | 2012-08-24 | 2012-12-03 | 147000 | 17749.56 | Sun Valley Solar Solutions LLC | Purchased
923 | 85301 | PV Grid Tied | 604.8 | 870912 | 2012 PBI Large | 4 | 2012-08-31 | 2013-12-23 | 2128896 | 39096.24 | SolarCity Corporation | Purchased
924 | 85308 | PV Grid Tied | 554.4 | 798336 | 2012 PBI Large | 3 | 2012-09-01 | 2013-10-25 | 2760912 | 35838.2 | SolarCity Corporation | Purchased
925 | 85364 | PV Grid Tied | 604.8 | 870912 | 2012 PBI Large | 3 | 2012-08-31 | 2014-01-22 | 2128896 | 39096.24 | SolarCity Corporation | Purchased
926 | 85308 | PV Grid Tied | 443.52 | 638669 | 2012 PBI Large | 3 | 2012-08-31 | 2013-09-18 | 2208730 | 30372.04 | SolarCity Corporation | Purchased
927 | 85607 | PV Grid Tied | 554.4 | 798336 | 2012 PBI Large | 3 | 2012-08-31 | 2013-12-11 | 1950080 | 35838.2 | SolarCity Corporation | Purchased
928 | 85541 | PV Grid Tied | 309.12 | 445133 | 2012 PBI Large | 3 | 2012-08-31 | 2013-09-18 | 1403405 | 20528.68 | SolarCity Corporation | Purchased
929 | 85365 | PV Grid Tied | 376.32 | 541901 | 2012 PBI Large | 3 | 2012-08-31 | 2014-01-22 | 1324646 | 24326.52 | SolarCity Corporation | Purchased
930 | 86004 | PV Grid Tied | 302.64 | 435802 | 2012 PBI Large | 3 | 2012-08-31 | 2013-12-18 | 1065293 | 19292.24 | SolarCity Corporation | Purchased
931 | 85128 | PV Grid Tied | 329.28 | 474163 | 2012 PBI Large | 3 | 2012-08-31 | 2013-12-31 | 1159066 | 20586.56 | SolarCity Corporation | Purchased
932 | 85053 | PV Grid Tied | 569.94 | 820714 | 2012 PBI Large | 3 | 2012-08-29 | 2013-10-15 | 2970000 | 45591.35 | Hardison / Downey Constructions, Inc. | Purchased
933 | 85013 | PV Grid Tied | 248.64 | 358042 | 2012 PBI Large | 3 | 2012-08-31 | 2013-11-12 | 897880 | 24729.26 | Green Fuel Technologies | Purchased
934 | 85027 | PV Grid Tied | 675.71 | 973022 | 2012 PBI Large | 3 | 2012-08-30 | 2013-10-25 | 3311539 | 87750 | Viasol Energy Solutions, LLC | Purchased
935 | 85388 | PV Grid Tied | 580.56 | 836006 | 2012 PBI Large | 3 | 2012-09-05 | 2013-08-22 | 3123413 | 62284.59 | Core Construction | Purchased
936 | 85379 | PV Grid Tied | 590.4 | 850176 | 2012 PBI Large | 3 | 2012-09-05 | 2013-09-25 | 3174738 | 63308.03 | Core Construction | Purchased
937 | 85335 | PV Grid Tied | 550.8 | 793152 | 2012 PBI Large | 3 | 2012-09-05 | 2013-07-26 | 2953620 | 58898.7 | Core Construction | Purchased
938 | 85388 | PV Grid Tied | 525.6 | 756864 | 2012 PBI Large | 3 | 2012-09-05 | 2013-08-01 | 2815515 | 56144.7 | Core Construction | Purchased
939 | 85013 | PV Grid Tied | 344.04 | 495418 | Interconnect Only | 0 | 2012-09-10 |  | 985607 | 0 | Clean Energy Constructors | Purchased
940 | 85307 | PV Grid Tied | 536.4 | 772416 | 2012 PBI Large | 3 | 2012-09-04 | 2013-09-27 | 2882712 | 57484.67 | Core Construction | Purchased
941 | 85388 | PV Grid Tied | 518.4 | 746496 | 2012 PBI Large | 3 | 2012-09-05 | 2013-09-19 | 2776026 | 55357.24 | Core Construction | Purchased
942 | 85335 | PV Grid Tied | 583.2 | 839808 | 2012 PBI Large | 3 | 2012-09-05 | 2013-08-13 | 3121099 | 62238.44 | Core Construction | Purchased
943 | 85335 | PV Grid Tied | 538.08 | 774835 | 2012 PBI Large | 3 | 2012-09-05 | 2013-07-02 | 2880183 | 57434.3 | Core Construction | Purchased
944 | 85374 | PV Grid Tied | 514.8 | 741312 | 2012 PBI Large | 3 | 2012-09-05 | 2013-08-22 | 2755044 | 54938.87 | Core Construction | Purchased
945 | 85379 | PV Grid Tied | 577.02 | 830909 | 2012 PBI Large | 3 | 2012-09-05 | 2013-07-26 | 3091240 | 61643.03 | Core Construction | Purchased
946 | 85355 | PV Grid Tied | 514.8 | 741312 | 2012 PBI Large | 3 | 2012-09-05 | 2013-09-25 | 2759940 | 55036.49 | Core Construction | Purchased
947 | 85373 | PV Grid Tied | 452.4 | 651456 | 2012 PBI Large | 3 | 2012-09-05 | 2013-09-04 | 2433912 | 48535.09 | Core Construction | Purchased
948 | 85335 | PV Grid Tied | 417.6 | 601344 | 2012 PBI Large | 3 | 2012-09-05 | 2013-08-21 | 2226352 | 44396.07 | Core Construction | Purchased
949 | 85388 | PV Grid Tied | 374.4 | 539136 | 2012 PBI Large | 3 | 2012-09-05 | 2013-08-02 | 2016585 | 40213.11 | Core Construction | Purchased
950 | 85374 | PV Grid Tied | 481.44 | 693274 | 2012 PBI Large | 3 | 2012-09-04 | 2013-09-03 | 2590147 | 51650.6 | Core Construction | Purchased
951 | 85382 | PV Grid Tied | 438.48 | 631411 | 2012 PBI Large | 3 | 2012-09-05 | 2013-08-22 | 2359022 | 47041.69 | Core Construction | Purchased
952 | 85374 | PV Grid Tied | 349.2 | 502848 | 2012 PBI Large | 3 | 2012-09-05 | 2013-09-03 | 1879503 | 37479.55 | Core Construction | Purchased
953 | 85335 | PV Grid Tied | 324 | 466560 | 2012 PBI Large | 3 | 2012-09-05 | 2013-08-21 | 1743120 | 34759.89 | Urban Energy Solutions | Purchased
954 | 85345 | PV Grid Tied | 316.68 | 456019 | 2012 PBI Large | 3 | 2012-09-05 | 2013-09-18 | 1693785 | 33776.1 | Urban Energy Solutions | Purchased
955 | 85374 | PV Grid Tied | 266.4 | 383616 | 2012 PBI Large | 3 | 2012-09-05 | 2013-09-11 | 1442647 | 28768.1 | Core Construction | Purchased
956 | 85374 | PV Grid Tied | 313.2 | 451008 | 2012 PBI Large | 3 | 2012-09-05 | 2013-09-03 | 1681250 | 33526.16 | Core Construction | Purchased
957 | 85365 | PV Grid Tied | 109.76 | 158054 | 2012 PBI Medium | 3 | 2012-08-14 | 2013-03-13 | 360000 | 9577.39 | Green Choice Solar LLC | Purchased
958 | 85335 | PV Grid Tied | 183.6 | 264384 | 2012 PBI Medium | 3 | 2012-09-05 | 2013-08-21 | 1006060 | 20062.03 | Core Construction | Purchased
959 | 85345 | PV Grid Tied | 184.44 | 265594 | 2012 PBI Medium | 3 | 2012-09-05 | 2013-09-11 | 991534 | 19772.37 | Core Construction | Purchased
960 | 85388 | PV Grid Tied | 138.06 | 198806 | 2012 PBI Medium | 3 | 2012-09-05 | 2013-07-18 | 762776 | 15210.65 | Core Construction | Purchased
961 | 85379 | PV Grid Tied | 169.2 | 243648 | 2012 PBI Medium | 3 | 2012-09-05 | 2013-08-28 | 914600 | 18238.21 | Core Construction | Purchased
962 | 85345 | PV Grid Tied | 160.08 | 230515 | 2012 PBI Medium | 3 | 2012-09-08 | 2013-09-27 | 868870 | 17326.33 | Urban Energy Solutions | Purchased
963 | 85345 | PV Grid Tied | 121.8 | 175392 | 2012 PBI Medium | 3 | 2012-09-05 | 2013-09-18 | 647591 | 12913.75 | Urban Energy Solutions | Purchased
964 | 85345 | PV Grid Tied | 111.36 | 160358 | 2012 PBI Medium | 3 | 2012-09-05 | 2013-09-18 | 605250 | 12069.44 | Urban Energy Solutions | Purchased
965 | 85027 | PV Grid Tied | 96.792 | 139380 | 2012 PBI Medium | 3 | 2012-08-25 | 2013-04-21 | 389000 | 10369.95 | Harmon Electric, Inc. | Purchased
966 | 86001 | PV Grid Tied | 75.24 | 108346 | 2012 PBI Medium | 3 | 2012-08-29 | 2013-07-31 | 302269 | 7489.76 | JAMZ Electric, Inc. | Purchased
967 | 85361 | PV Grid Tied | 51.7 | 74448 | 2012 PBI Medium | 3 | 2012-08-31 | 2013-03-12 | 273500 | 5444.01 | Harmon Electric, Inc. | Purchased
968 | 85354 | PV Grid Tied | 42.3 | 60912 | 2012 PBI Medium | 3 | 2012-08-31 | 2013-01-22 | 152160 | 4454.19 | Harmon Electric, Inc. | Purchased
969 | 85253 | PV Grid Tied | 228.48 | 329011 | 2012 PBI Medium | 3 | 2012-08-31 | 2014-03-30 | 849625 | 30269.04 | Green Choice Solar LLC | Purchased
970 | 85132 | PV Grid Tied | 235.2 | 338688 | 2012 PBI Medium | 3 | 2012-08-30 | 2013-08-01 | 1168944 | 27981.98 | SolarCity Corporation | Purchased
971 | 85254 | PV Grid Tied | 247.5 | 356400 | 2012 PBI Medium | 3 | 2012-08-25 | 2014-03-31 | 1234186 | 24028.56 | Advanced Energy Systems | Purchased
972 | 85374 | PV Grid Tied | 178.08 | 256435 | 2012 PBI Medium | 3 | 2012-08-30 | 2013-10-19 | 885058 | 21186.38 | SolarCity Corporation | Purchased
973 | 85331 | PV Grid Tied | 240.1 | 345744 | 2012 PBI Medium | 3 | 2012-08-30 | 2013-10-19 | 1171296 | 17299.75 | SolarCity Corporation | Purchased
974 | 85128 | PV Grid Tied | 235.2 | 338688 | 2012 PBI Medium | 3 | 2012-08-30 | 2013-07-17 | 1171296 | 26741.09 | SolarCity Corporation | Purchased
975 | 86047 | PV Grid Tied | 92.4 | 133056 | 2012 PBI Medium | 3 | 2012-08-29 | 2013-12-03 | 604742 | 13153.13 | Ameresco | Purchased
976 | 86047 | PV Grid Tied | 46.2 | 66528 | 2012 PBI Medium | 3 | 2012-08-29 | 2013-12-03 | 299801 | 5968.8 | Ameresco | Purchased
977 | 86047 | PV Grid Tied | 135.3 | 194832 | 2012 PBI Medium | 3 | 2012-08-31 | 2013-12-02 | 823727 | 17651.52 | Ameresco | Purchased
978 | 86047 | PV Grid Tied | 118.8 | 171072 | 2012 PBI Medium | 3 | 2012-08-29 | 2013-12-02 | 731985 | 15261.54 | Ameresco | Purchased
979 | 86047 | PV Grid Tied | 36.3 | 52272 | 2012 PBI Medium | 3 | 2012-08-29 | 2013-12-02 | 591509 | 12754.34 | Ameresco | Purchased
980 | 86047 | PV Grid Tied | 52.8 | 76032 | 2012 PBI Medium | 3 | 2012-08-29 | 2013-12-02 | 312620 | 6782.91 | Ameresco | Purchased
981 | 86047 | PV Grid Tied | 35.09 | 50530 | 2012 PBI Medium | 3 | 2012-08-31 | 2013-12-02 | 224733 | 4835.16 | Ameresco | Purchased
982 | 85281 | PV Grid Tied | 254.1 | 365904 | 2012 PBI Medium | 3 | 2012-09-13 | 2013-09-16 | 2078562 | 33535.96 | Ameresco | Purchased
983 | 85281 | PV Grid Tied | 230.4 | 331776 | 2012 PBI Medium | 3 | 2012-08-29 | 2013-12-30 | 1762909 | 30399.45 | Ameresco | Purchased
984 | 85281 | PV Grid Tied | 89.1 | 128304 | 2012 PBI Medium | 3 | 2012-08-29 | 2013-10-02 | 728882 | 10920.06 | Ameresco | Purchased
985 | 85287 | PV Grid Tied | 66 | 95040 | 2012 PBI Medium | 3 | 2012-08-31 | 2013-10-02 | 539894 | 8045.04 | Ameresco | Purchased
986 | 85006 | PV Grid Tied | 110.32 | 158861 | 2012 PBI Medium | 3 | 2012-08-25 | 2013-09-09 | 397765 | 15185.46 | Royal Covers of Arizona | Purchased
987 | 85006 | PV Grid Tied | 61.88 | 89107 | 2012 PBI Medium | 3 | 2012-08-29 | 2013-07-31 | 223111 | 8517.78 | Royal Covers of Arizona | Purchased
988 | 85281 | PV Grid Tied | 224.4 | 323136 | 2012 PBI Medium | 3 | 2012-09-14 | 2013-10-10 | 1835638 | 29311.68 | Ameresco | Purchased
989 | 85281 | PV Grid Tied | 222.3 | 320112 | 2012 PBI Medium | 3 | 2012-08-31 | 2013-12-31 | 1486000 | 30588.8 | Hardison / Downey Constructions, Inc. | Purchased
990 | 85281 | PV Grid Tied | 204.6 | 294624 | 2012 PBI Medium | 3 | 2012-08-31 | 2013-10-04 | 1673725 | 26364.88 | Ameresco | Purchased
991 | 85281 | PV Grid Tied | 260.7 | 375408 | 2012 PBI Medium | 3 | 2012-08-31 | 2013-10-09 | 2132607 | 34600.08 | Ameresco | Purchased
992 | 85281 | PV Grid Tied | 136.8 | 196992 | 2012 PBI Medium | 3 | 2012-08-31 | 2013-12-31 | 866000 | 18784.8 | Hardison / Downey Constructions, Inc. | Purchased
993 | 85122 | PV Grid Tied | 226.8 | 326592 | 2012 PBI Medium | 3 | 2012-08-22 | 2013-10-23 | 1248912 | 31916 | Ameresco | Purchased
994 | 85603 | PV Grid Tied | 90.09 | 129730 | 2012 PBI Medium | 3 | 2012-08-30 | 2013-11-15 | 599229 | 11712.08 | N V T License, LLC | Purchased
995 | 85122 | PV Grid Tied | 97.2 | 139968 | 2012 PBI Medium | 3 | 2012-08-24 | 2013-10-10 | 674360 | 13552.4 | Ameresco | Purchased
996 | 85032 | PV Grid Tied | 57.552 | 82875 | 2012 PBI Schools | 3 | 2012-07-31 | 2014-12-04 | 248280 | 11925.47 | DP Electric | Purchased
997 | 85349 | PV Grid Tied | 547.68 | 788659 | 2012 PBI Schools | 3 | 2012-08-31 | 2013-09-13 | 2721970 | 104518.02 | SolarCity Corporation | Purchased
998 | 86045 | PV Grid Tied | 237.6 | 342144 | Interconnect Only | 3 | 2012-08-31 | 2012-05-23 | 1455300 | 0 | Prometheus Renewables, Inc | Purchased
999 | 85122 | PV Grid Tied | 380.73 | 548251 | 2012 PBI Schools | 3 | 2012-08-30 | 2013-12-20 | 1892228 | 76042.66 | SolarCity Corporation | Purchased
1000 | 85387 | PV Grid Tied | 432 | 622080 | 2012 PBI Schools | 3 | 2012-08-31 | 2013-07-18 | 2319856 | 84660.13 | Core Construction | Purchased
1001 | 85374 | PV Grid Tied | 468 | 673920 | 2012 PBI Schools | 3 | 2012-08-31 | 2013-11-21 | 2963846 | 92022.67 | Core Construction | Purchased
1002 | 85335 | PV Grid Tied | 474.36 | 683078 | 2012 PBI Schools | 3 | 2012-08-31 | 2013-07-30 | 2922531 | 92866.93 | Core Construction | Purchased
1003 | 85132 | PV Grid Tied | 187.53 | 270043 | 2012 PBI Schools | 3 | 2012-09-02 | 2013-09-23 | 932024 | 32607.34 |  | Purchased
1004 | 85132 | PV Grid Tied | 473.76 | 682214 | 2012 PBI Schools | 3 | 2012-08-31 | 2013-09-10 | 2338236 | 83719.66 |  | Purchased
1005 | 85364 | PV Grid Tied | 547.68 | 788659 | 2012 PBI Schools | 3 | 2012-08-31 | 2013-10-31 | 2721970 | 104744.34 |  | Purchased
1006 | 85365 | PV Grid Tied | 502.32 | 723341 | 2012 PBI Schools | 3 | 2012-08-31 | 2013-08-20 | 2496530 | 98749.69 |  | Purchased
1007 | 85365 | PV Grid Tied | 275.52 | 396749 | 2012 PBI Schools | 3 | 2012-08-31 | 2013-10-31 | 1369334 | 55539.3 | SolarCity Corporation | Purchased
1008 | 85365 | PV Grid Tied | 272.16 | 391910 | 2012 PBI Schools | 3 | 2012-08-31 | 2013-08-01 | 1352635 | 51291.37 | SolarCity Corporation | Purchased
1009 | 85132 | PV Grid Tied | 332.29 | 478498 | 2012 PBI Schools | 3 | 2012-08-31 | 2013-09-23 | 1651481 | 60622.69 |  | Purchased
1010 | 85346 | PV Grid Tied | 166.725 | 240084 | 2012 PBI Government | 3 | 2012-10-04 | 2015-10-15 | 1079323 | 37736.4 | Kinney Construction Services, Inc. | Purchased
1011 | 85344 | PV Grid Tied | 84 | 120960 | 2012 PBI Government | 3 | 2012-09-11 | 2014-12-16 | 401628 | 17915.69 | Photovoltaic System Mfg LLC | Purchased
1012 | 85346 | PV Grid Tied | 81.25 | 117000 | 2012 PBI Government | 3 | 2012-08-31 | 2015-10-15 | 436880 | 17047.8 | Kinney Construction Services, Inc. | Purchased
1013 | 85344 | PV Grid Tied | 56 | 80640 | 2012 PBI Government | 3 | 2012-08-31 | 2014-12-16 | 251643 | 12054 | Photovoltaic System Mfg LLC | Purchased
1014 | 85344 | PV Grid Tied | 67.2 | 96768 | 2012 PBI Government | 3 | 2012-09-25 | 2015-03-11 | 370305 | 13558.66 | Photovoltaic System Mfg LLC | Purchased
1015 | 85344 | PV Grid Tied | 33.6 | 48384 | 2012 PBI Government | 3 | 2012-09-27 | 2015-03-11 | 196270 | 6794.77 | Photovoltaic Systems Mfg. LLC | Purchased
1016 | 85344 | PV Grid Tied | 35 | 50400 | 2012 PBI Government | 3 | 2012-09-26 | 2014-12-16 | 187500 | 7210.88 | Photovoltaic System Mfg LLC | Purchased
1017 | 85541 | PV Grid Tied | 46.8 | 67392 | 2012 PBI Government | 3 | 2012-08-31 | 2014-02-20 | 311008 | 8401.12 | SUNRENU SOLAR, LLC | Purchased
1018 | 85541 | PV Grid Tied | 56.16 | 80870 | 2012 PBI Government | 3 | 2012-09-02 | 2014-02-19 | 429579 | 9742.99 |  | Purchased
1019 | 85541 | PV Grid Tied | 40.32 | 58061 | 2012 PBI Government | 3 | 2012-08-30 | 2014-02-19 | 318840 | 6991.49 | SUNRENU SOLAR, LLC | Purchased
1020 | 86001 | PV Grid Tied | 310.2 | 446688 | 2012 PBI Government | 3 | 2012-08-28 | 2013-12-19 | 2003883 | 62405.65 | Ameresco | Purchased
1021 | 86004 | PV Grid Tied | 277.2 | 399168 | 2012 PBI Government | 3 | 2012-09-01 | 2013-10-28 | 2011429 | 53119.89 | Ameresco | Purchased
1022 | 86004 | PV Grid Tied | 231 | 332640 | 2012 PBI Government | 3 | 2012-08-31 | 2014-01-03 | 1550550 | 49070.36 | Ameresco | Purchased
1023 | 86336 | PV Grid Tied | 660.96 | 951782 | 2012 PBI Government | 3 | 2012-08-31 | 2013-12-16 | 5298255 | 137818.18 | Kinney Construction Services, Inc. | Purchased
1024 | 85310 | PV Grid Tied | 265.44 | 382234 | 2010 DE RFP PBI | 3 | 2012-10-22 | 2012-11-19 | 1585088 | 60025.82 | Solon | Purchased
1025 | 85382 | PV Grid Tied | 66.381 | 95589 | 2012 UFI Commercial | 3 | 2012-10-18 | 2013-05-09 | 241500 | 39828 | Watt Master dba Buehler Bros. | Purchased
1026 | 85006 | PV Grid Tied | 10.56 | 15206 | 2012 UFI Commercial | 3 | 2012-10-24 | 2013-05-22 | 91778 | 6336 | F & K Electric | Purchased
1027 | 85083 | PV Grid Tied | 32.13 | 46267 | 2012 UFI Commercial | 3 | 2012-10-01 | 2012-10-11 | 80200 | 19278 | Photovoltaic System Mfg LLC | Purchased
1028 | 85006 | PV Grid Tied | 6.6 | 9504 | 2012 UFI Commercial | 3 | 2012-10-24 | 2013-04-30 | 581770 | 3960 | Copernicus Energy, Inc. | Purchased
1029 | 85382 | PV Grid Tied | 28.776 | 41437 | 2012 UFI Commercial | 3 | 2012-10-12 | 2013-05-09 | 109000 | 17262 | Watt Master dba Buehler Bros. | Purchased
1030 | 85382 | PV Grid Tied | 27.468 | 39554 | 2012 UFI Commercial | 3 | 2012-10-08 | 2013-05-09 | 109000 | 16476 | Watt Master dba Buehler Bros. | Purchased
1031 | 85337 | PV Grid Tied | 31.5 | 45360 | 2012 UFI Commercial | 3 | 2012-10-03 | 2013-09-12 | 114350 | 18144 | Harmon Electric Inc. | Purchased
1032 | 85023 | PV Grid Tied | 19.11 | 27518 | 2012 UFI Commercial | 3 | 2012-10-01 | 2013-04-17 | 76627 | 11466 | Sky Renewable Energy | Purchased
1033 | 85007 | PV Grid Tied | 99.36 | 143078 | Interconnect Only | 3 | 2012-10-01 | 2012-03-30 | 535454 | 0 | Sky Renewable Energy/Sky Engineering | Purchased
1034 | 85281 | PV Grid Tied | 266.76 | 384134 | 2012 PBI Medium | 3 | 2012-10-30 | 2013-12-31 | 1770000 | 22944.5 | Hardison / Downey Constructions, Inc. | Purchased
1035 | 85225 | PV Grid Tied | 233.24 | 335866 | 2012 PBI Medium | 3 | 2012-10-31 | 2013-12-17 | 1058910 | 18733.35 | SolarCity Corporation | Purchased
1036 | 85225 | PV Grid Tied | 240.1 | 345744 | 2012 PBI Medium | 3 | 2012-10-31 | 2013-10-30 | 1094503 | 17353.95 | SolarCity Corporation | Purchased
1037 | 85281 | PV Grid Tied | 171 | 246240 | 2012 PBI Medium | 3 | 2012-10-31 | 2013-12-31 | 1124152 | 14683.25 | Hardison / Downey Constructions, Inc. | Purchased
1038 | 85281 | PV Grid Tied | 85.5 | 123120 | 2012 PBI Medium | 3 | 2012-10-31 | 2013-12-31 | 590000 | 7341.65 | Hardison / Downey Constructions, Inc. | Purchased
1039 | 85029 | PV Grid Tied | 203.49 | 293026 | 2012 PBI Medium | 3 | 2012-10-29 | 2013-03-04 | 732564 | 18282.6 | DPR Construction | Purchased
1040 | 85281 | PV Grid Tied | 48.96 | 70502 | 2012 UFI Commercial | 3 | 2012-11-28 | 2013-10-01 | 159545 | 28396.8 | Green Choice Solar LLC | Purchased
1041 | 85281 | PV Grid Tied | 7.14 | 10282 | 2012 UFI Commercial | 3 | 2012-11-28 | 2013-10-01 | 25868 | 4141.2 | Green Choice Solar LLC | Purchased
1042 | 85281 | PV Grid Tied | 252.54 | 363658 | 2012 PBI Medium | 3 | 2012-12-28 | 2013-12-30 | 1785243 | 25050.84 | Ameresco Southwest | Purchased
1043 | 85541 | PV Grid Tied |  |  | 2012 PBI Medium | 3 | 2012-12-18 | 2013-10-16 | 233364 | 3736.97 | Sun Renu Solar | Purchased
1044 | 85603 | PV Grid Tied | 232.155 | 334303 | 2012 PBI Medium | 3 | 2012-10-31 | 2013-11-14 | 1314455 | 21372.25 | SunWize Technologies Inc. | Purchased
1045 | 85607 | PV Grid Tied | 218.295 | 314345 | 2012 PBI Medium | 3 | 2012-12-21 | 2013-11-14 | 1410832 | 16177.82 | SunWize Technologies Inc. | Purchased
1046 | 85053 | PV Grid Tied | 84 | 120960 | 2012 PBI Medium | 3 | 2012-12-20 | 2014-02-28 | 489539 | 7299.6 | Sun Renu Solar | Purchased
1047 | 85029 | PV Grid Tied | 59.67 | 85925 | 2012 PBI Medium | 3 | 2012-12-06 | 2013-03-04 | 214812 | 5361.08 | DPR Construction | Purchased
1048 | 85009 | PV Grid Tied | 402.6 | 579744 | 2012 PBI Schools | 3 | 2012-09-01 | 2014-07-10 | 2926909 | 79751.62 | Core Construction | Purchased
1049 | 85009 | PV Grid Tied | 164.7 | 237168 | 2012 PBI Schools | 3 | 2012-09-01 | 2014-07-10 | 1242089 | 32336.53 | Core Construction | Purchased
1050 | 85009 | PV Grid Tied | 250.71 | 361022 | 2012 PBI Schools | 3 | 2012-09-01 | 2014-07-10 | 1836557 | 49223.44 | Core Construction | Purchased
1051 | 85631 | PV Grid Tied | 113.575 | 163548 | 2012 PBI Schools | 3 | 2012-09-01 | 2013-12-19 | 619498 | 22905.68 | Solar Plus | Purchased
1052 | 85631 | PV Grid Tied | 97.35 | 140184 | 2012 PBI Schools | 3 | 2012-09-09 | 2013-12-19 | 722749 | 20857.2 | Solar Plus | Purchased
1053 | 85631 | PV Grid Tied | 88.5 | 127440 | 2012 PBI Schools | 3 | 2012-09-01 | 2013-12-19 | 563181 | 19367.38 | Solar Plus | Purchased
1054 | 85016 | PV Grid Tied | 535.08 | 770515 | 2012 PBI Schools | 3 | 2012-09-01 | 2013-11-07 | 2968012 | 122193.74 |  | Purchased
1055 | 85014 | PV Grid Tied | 535.08 | 770515 | 2012 PBI Schools | 4 | 2012-09-01 | 2013-11-07 | 2968012 | 122193.74 |  | Purchased
1056 | 85345 | PV Grid Tied | 464.4 | 668736 | 2012 PBI Schools | 3 | 2012-09-01 | 2013-10-16 | 3093543 | 91178.42 | Core Construction | Purchased
1057 | 85345 | PV Grid Tied | 363.6 | 523584 | 2012 PBI Schools | 3 | 2012-09-01 | 2013-10-11 | 2065377 | 71387.79 | Core Construction | Purchased
1058 | 85014 | PV Grid Tied | 514.5 | 740880 | 2012 PBI Schools | 4 | 2012-09-01 | 2013-11-12 | 2853858 | 117397.35 |  | Purchased
1059 | 85307 | PV Grid Tied | 106.75 | 153720 | 2012 PBI Schools | 3 | 2012-09-13 | 2015-11-12 | 352275 | 18079.26 | Scout Solar LLC | Purchased
1060 | 85382 | PV Grid Tied | 378 | 544320 | 2012 PBI Schools | 3 | 2012-09-01 | 2013-11-04 | 2033640 | 74215.01 | Core Construction | Purchased
1061 | 85225 | PV Grid Tied | 233.24 | 335866 | 2012 PBI Medium | 3 | 2012-12-20 | 2013-12-19 | 1058910 | 19040.4 | SOLARCITY CORPORATION | Purchased
1062 | 85381 | PV Grid Tied | 25.725 | 37044 | 2012 UFI Commercial | 3 | 2012-12-16 | 2013-03-26 | 82320 | 12862.5 | Sun Valley Solar Solutions, LLC | Purchased
1063 | 85015 | PV Grid Tied | 73 | 105120 | 2012 PBI Medium | 3 | 2012-12-21 | 2014-03-07 | 240900 | 8749.58 | Green Choice Solar LLC | Purchased
1064 | 85015 | PV Grid Tied | 227.5 | 327600 | 2012 PBI Medium | 3 | 2012-12-21 | 2014-03-20 | 786230 | 31086.34 | Green Choice Solar LLC | Purchased
1065 | 85331 | PV Grid Tied | 280.8 | 404352 | 2012 PBI Schools | 3 | 2012-09-01 | 2014-11-26 | 1675038 | 59040 | Amresco Southwest | Purchased
1066 | 85023 | PV Grid Tied | 161 | 231840 | 2012 PBI Schools | 3 | 2012-09-30 | 2014-07-23 | 1212276 | 32872.98 | Sky Engineering, Inc. | Purchased
1067 | 86314 | PV Grid Tied | 277.2 | 399168 | 2012 PBI Schools | 3 | 2012-09-01 | 2014-08-06 | 1765159 | 62145.5 | Sky Engineering, Inc. | Purchased
1068 | 86047 | PV Grid Tied | 189 | 272160 | 2012 PBI Medium | 3 | 2012-12-28 | 2014-02-04 | 909717 | 17637.64 | Kinney Construction Services | Purchased
1069 | 85364 | PV Grid Tied | 46.8 | 67392 | 2012 PBI Medium | 3 | 2012-12-28 | 2014-03-05 | 190040 | 4171.5 | Holbrook Electric | Purchased
1070 | 85365 | PV Grid Tied | 201.6 | 290304 | 2012 PBI Medium | 3 | 2012-12-31 | 2014-03-04 | 725000 | 16992.81 | Holbrook Electric | Purchased
1071 | 86301 | PV Grid Tied | 99.45 | 143208 | 2012 UFI Commercial | 3 | 2012-12-28 | 2013-09-11 | 367965 | 49725 | Sun Valley Solar Solutions, LLC | Purchased
1072 | 86301 | PV Grid Tied | 59.16 | 85190 | 2012 UFI Commercial | 3 | 2012-12-28 | 2013-09-11 | 243454 | 29835 | Sun Valley Solar Solutions, LLC | Purchased
1073 | 86323 | PV Grid Tied | 35.36 | 50918 | 2012 UFI Commercial | 3 | 2012-12-28 | 2013-09-11 | 86700 | 12750 | Solar Universe | Purchased
1074 | 86001 | PV Grid Tied | 24 | 34560 | 2012 UFI Commercial | 3 | 2012-12-31 | 2013-11-08 | 133624 | 11524.8 | JAMZ Electric, Inc. | Purchased
1075 | 86001 | PV Grid Tied | 33 | 47520 | 2012 UFI Commercial | 3 | 2012-12-31 | 2013-11-08 | 186178 | 15846.6 | JAMZ Electric, Inc. | Purchased
1076 | 85301 | PV Grid Tied | 10.26 | 14774 | 2012 UFI Commercial | 3 | 2012-12-28 | 2013-08-06 | 25650 | 6156 | Green Fuel Technologies | Purchased
1077 | 85375 | PV Grid Tied | 30.21 | 43502 | 2012 UFI Commercial | 3 | 2012-12-28 | 2013-11-01 | 93480 | 18144 | GREEN FUEL TECHNOLOGIES LLC | Purchased
1078 | 85382 | PV Grid Tied | 23.04 | 33178 | 2012 UFI Commercial | 3 | 2012-12-28 | 2013-06-20 | 75970 | 11289.6 | Sun Valley Solar Solutions, LLC | Purchased
1079 | 85382 | PV Grid Tied | 10.56 | 15206 | 2012 UFI Commercial | 3 | 2012-12-28 | 2013-06-20 | 38270 | 5174.4 | Sun Valley Solar Solutions, LLC | Purchased
1080 | 85003 | PV Grid Tied | 10.464 | 15068 | 2012 UFI Commercial | 3 | 2012-12-28 | 2013-06-07 | 46000 | 6278.4 | Hawkeye Electric, Inc. | Purchased
1081 | 85251 | PV Grid Tied | 53.7 | 77328 | 2012 UFI Commercial | 3 | 2012-12-28 | 2013-08-22 | 296100 | 31683 | Scout Solar LLC | Purchased
1082 | 85544 | PV Grid Tied | 29.7 | 42768 | 2012 UFI Commercial | 3 | 2012-12-21 | 2012-10-18 | 98604 | 14850 | Arizona Solar Concepts, LLC | Purchased
1083 | 85007 | PV Grid Tied | 59.22 | 85277 | 2012 UFI Commercial | 3 | 2012-12-31 | 2012-09-15 | 411399 | 28425.6 | Boyko Electric Inc | Purchased
1084 | 85343 | PV Grid Tied | 29.7 | 42768 | Interconnect Only | 3 | 2012-12-21 | 2012-08-27 | 112563 | 15147 | Arizona Solar Concepts, LLC | Purchased
1085 | 85365 | PV Grid Tied | 129.6 | 186624 | 2012 PBI Medium | 3 | 2012-12-31 | 2014-03-04 | 473680 | 11002.71 | Holbrook Electric | Purchased
1086 | 85365 | PV Grid Tied | 100.8 | 145152 | 2012 PBI Medium | 3 | 2012-12-31 | 2014-02-05 | 400000 | 8659.5 | Holbrook Electric | Purchased
1087 | 85364 | PV Grid Tied | 221.43 | 318859 | 2012 PBI Medium | 3 | 2012-12-31 | 2014-03-04 | 690988 | 16890.61 | Holbrook Electric | Purchased
1088 | 85365 | PV Grid Tied | 104.4 | 150336 | 2012 PBI Medium | 3 | 2012-12-31 | 2014-02-05 | 375650 | 8325.24 | Holbrook Electric | Purchased
1089 | 85331 | PV Grid Tied | 226.8 | 326592 | 2012 PBI Schools | 3 | 2012-08-31 | 2014-12-03 | 1473072 | 48851.54 | Ameresco Southwest | Purchased
1090 | 85331 | PV Grid Tied | 259.2 | 373248 | 2012 PBI Schools | 3 | 2012-08-31 | 2014-12-03 | 1615518 | 54297.24 | Ameresco Southwest | Purchased
1091 | 85034 | PV Grid Tied | 240.12 | 345773 | 2012 PBI Schools | 3 | 2012-10-31 | 2013-12-17 | 1152146 | 51798 | Watt Master dba Buehler Bros. | Purchased
1092 | 86004 | PV Grid Tied | 318.5 | 458640 | 2012 PBI Schools | 3 | 2012-12-28 | 2013-07-09 | 898435 | 60791.77 | Sky Engineering, Inc. | Purchased
1093 | 85364 | PV Grid Tied | 352.8 | 508032 | 2013 PBI Expanded Schools & Government | 3 | 2012-12-28 | 2013-12-31 | 2355316 | 46786.55 | RGS Energy | Purchased
1094 | 85364 | PV Grid Tied | 288 | 414720 | 2013 PBI Expanded Schools & Government | 3 | 2012-12-28 | 2013-12-31 | 2088690 | 37433.15 | Real Goods Solar. Inc | Purchased
1095 | 85364 | PV Grid Tied | 316.8 | 456192 | 2013 PBI Expanded Schools & Government | 3 | 2013-01-08 | 2013-12-31 | 2130931 | 44165.15 | Real Goods Solar. Inc | Purchased
1096 | 85539 | PV Grid Tied | 2.88 | 4147 | Interconnect Only | 3 | 2013-03-22 | 2013-06-25 | 13255 | 288 | SOLARCITY CORPORATION | Purchased
1097 | 85016 | PV Grid Tied | 49.92 | 71885 | 2013 UFI Commercial | 3 | 2013-03-29 | 2013-08-08 | 144768 | 2496 | Scottsdale Solar LLC | Purchased
1098 | 85003 | PV Grid Tied | 35.2 | 50688 | 2013 UFI Commercial | 3 | 2013-03-29 | 2014-02-06 | 71127 | 3520 | E.F. Charles, Inc. Electrical Contractors | Purchased
1099 | 85364 | PV Grid Tied | 367.5 | 529200 | 2013 PBI Expanded Schools & Government | 3 | 2013-03-14 | 2014-03-19 | 1668450 | 30987.7 | SOLARCITY CORPORATION | Purchased
1100 | 85365 | PV Grid Tied | 385 | 554400 | 2013 PBI Expanded Schools & Government | 3 | 2013-03-13 | 2013-12-24 | 1747900 | 28523.88 | SOLARCITY CORPORATION | Purchased
1101 | 85281 | PV Grid Tied | 265.315 | 382054 | 2013 PBI Expanded Schools & Government | 3 | 2013-02-27 | 2015-04-21 | 936562 | 22013.13 | SOLARCITY CORPORATION | Purchased
1102 | 85003 | PV Grid Tied | 486.576 | 700669 | 2013 PBI Expanded Schools & Government | 3 | 2013-01-28 | 2013-12-13 | 4118528 | 63576.9 | SunPower Corporation | Purchased
1103 | 85003 | PV Grid Tied | 695.856 | 1002033 | 2013 PBI Expanded Schools & Government | 3 | 2013-03-13 | 2013-12-17 | 6104447 | 90790.05 | SunPower Corporation | Purchased
1104 | 85132 | PV Grid Tied | 357 | 514080 | 2013 PBI Expanded Schools & Government | 3 | 2013-03-13 | 2013-12-31 | 1620780 | 27280.8 | SOLARCITY CORPORATION | Purchased
1105 | 85363 | PV Grid Tied | 615.96 | 886982 | 2013 PBI Expanded Schools & Government | 3 | 2013-02-28 | 2014-10-21 | 3620427 | 78350.16 | Cenergy Power | Purchased
1106 | 85365 | PV Grid Tied | 615.96 | 886982 | 2013 PBI Expanded Schools & Government | 3 | 2013-03-19 | 2014-10-21 | 3620427 | 78796.83 | Cenergy Power | Purchased
1107 | 85032 | PV Grid Tied | 62.784 | 90409 | 2013 PBI Expanded Schools & Government | 3 | 2013-01-28 | 2014-10-10 | 248280 | 9891 | DP Electric | Purchased
1108 | 85539 | PV Grid Tied | 139.08 | 200275 | 2013 PBI Expanded Schools & Government | 3 | 2013-05-02 | 2014-07-11 | 878140 | 14920.99 | Core Construction | Purchased
1109 | 85603 | PV Grid Tied | 400 | 576000 | 2013 PBI Expanded Schools & Government | 3 | 2013-04-30 | 2014-12-09 | 1911792 | 44200 | Performance Contracting, Inc. | Purchased
1110 | 85281 | PV Grid Tied | 258 | 371520 | 2013 PBI Expanded Schools & Government | 3 | 2013-05-01 | 2014-08-04 | 1642410 | 31479.56 | Ameresco Southwest | Purchased
1111 | 85378 | PV Grid Tied | 36.25 | 52200 | 2013 UFI Commercial | 3 | 2013-06-19 | 2013-11-12 | 135870 | 2900 | Carlson Solar Technologies | Purchased
1112 | 85364 | PV Grid Tied | 295 | 424800 | 2013 PBI Expanded Schools & Government | 3 | 2013-06-30 | 2014-03-17 | 1339300 | 31090.08 | SOLARCITY CORPORATION | Purchased
1113 | 85382 | PV Grid Tied | 514.23 | 740491 | 2013 PBI Expanded Schools & Government | 3 | 2013-07-10 | 2014-07-10 | 2791524 | 55168.43 | Core Construction | Purchased
1114 | 85345 | PV Grid Tied | 497.76 | 716774 | 2013 PBI Expanded Schools & Government | 3 | 2013-06-30 | 2014-07-10 | 2862044 | 53401.47 | Core Construction | Purchased
1115 | 85383 | PV Grid Tied | 552.66 | 795830 | 2013 PBI Expanded Schools & Government | 3 | 2013-06-30 | 2014-07-10 | 3062072 | 59291.36 | Core Construction | Purchased
1116 | 85281 | PV Grid Tied | 494.1 | 711504 | 2013 PBI Expanded Schools & Government | 3 | 2013-06-30 | 2014-08-13 | 2797988 | 58905 | Ameresco Southwest | Purchased
1117 | 85281 | PV Grid Tied | 545.1 | 784944 | 2013 PBI Expanded Schools & Government | 3 | 2013-06-30 | 2014-08-04 | 3154351 | 66366.3 | Ameresco Southwest | Purchased
1118 | 86032 | PV Grid Tied | 210 | 302400 | 2013 PBI Expanded Schools & Government | 3 | 2013-06-30 | 2015-01-21 | 1272582 | 25419.76 | Ameresco Southwest | Purchased
1119 | 86032 | PV Grid Tied | 72 | 103680 | 2013 PBI Expanded Schools & Government | 3 | 2013-06-30 | 2015-01-13 | 458512 | 8302.91 | Ameresco Southwest | Purchased
1120 | 86032 | PV Grid Tied | 171 | 246240 | 2013 PBI Expanded Schools & Government | 3 | 2013-06-30 | 2015-01-13 | 944151 | 20978.29 | Ameresco Southwest | Purchased
1121 | 85034 | PV Grid Tied | 413.325 | 595188 | 2013 PBI Expanded Schools & Government | 3 | 2013-06-27 | 2015-04-30 | 1598629 | 45900.54 | Core Construction, Inc. | Purchased
1122 | 85034 | PV Grid Tied | 359.975 | 518364 | 2013 PBI Expanded Schools & Government | 3 | 2013-07-16 | 2015-05-08 | 1398801 | 45405.64 | Core Construction, Inc. | Purchased
1123 | 85382 | PV Grid Tied | 345 | 496800 | 2013 PBI Expanded Schools & Government | 3 | 2013-06-30 | 2014-11-25 | 1089762 | 50688.54 | Sky Engineering, Inc. | Purchased
1124 | 86336 | PV Grid Tied | 28 | 40320 | Interconnect Only | 3 | 2013-08-09 | 2013-11-06 | 79980 | 2800 | SOLARONE ENERGY GROUP | Purchased
1125 | 85122 | PV Grid Tied | 10.5 | 15120 | 2013 UFI Commercial | 3 | 2013-08-19 | 2013-12-05 | 37169 | 1050 | Sun Renu Solar | Purchased
1126 | 85122 | PV Grid Tied | 10.5 | 15120 | 2013 UFI Commercial | 3 | 2013-08-19 | 2013-12-05 | 37169 | 1050 | Sun Renu Solar | Purchased
1127 | 85023 | PV Grid Tied | 54.56 | 78566 | 2013 UFI Commercial | 3 | 2013-08-30 | 2015-06-09 | 183570 | 3944 | ABCO Solar | Purchased
1128 | 85023 | PV Grid Tied | 20.46 | 29462 | 2013 UFI Commercial | 3 | 2013-08-30 | 2015-06-09 | 91791 | 1636.8 | ABCO Solar | Purchased
1129 | 85034 | PV Grid Tied | 258.72 | 372557 | 2013 UFI Commercial | 3 | 2013-08-29 | 2014-04-02 | 806389 | 25872 | Green Fuel Technologies | Purchased
1130 | 86301 | PV Grid Tied | 29.757 | 42850 | Interconnect Only | 3 | 2013-08-30 | 2013-11-13 | 120200 | 2975.7 | SOLARONE ENERGY GROUP | Purchased
1131 | 85365 | PV Grid Tied | 107.52 | 154829 | 2013 UFI Commercial | 3 | 2013-08-30 | 2014-05-06 | 115000 | 3990 | Smart Solar Solutions | Purchased
1132 | 85122 | PV Grid Tied | 8 | 11520 | 2013 UFI Commercial | 3 | 2013-09-03 | 2013-12-05 | 29338 | 800 | SunRenu Solar, LLC | Purchased
1133 | 85122 | PV Grid Tied | 8 | 11520 | 2013 UFI Commercial | 3 | 2013-08-29 | 2013-12-05 | 29338 | 800 | SunRenu Solar, LLC | Purchased
1134 | 85345 | PV Grid Tied | 153.09 | 220450 | 2013 PBI Expanded Schools & Government | 3 | 2013-08-30 | 2016-08-29 | 469457 | 9018.59 | SUNRENU SOLAR, LLC | Purchased
1135 | 85335 | PV Grid Tied | 141.12 | 203213 | 2013 PBI Expanded Schools & Government | 3 | 2013-09-02 | 2014-07-23 | 916523 | 8381.84 | Scout Solar LLC | Purchased
1136 | 85345 | PV Grid Tied | 107.73 | 155131 | 2013 PBI Expanded Schools & Government | 3 | 2013-08-30 | 2016-08-29 | 330358 | 6346.41 | SUNRENU SOLAR, LLC | Purchased
1137 | 86322 | PV Grid Tied | 564.3 | 812592 | 2013 PBI Expanded Schools & Government | 3 | 2013-08-28 | 2014-10-06 | 2640000 | 50950 | Alteris Renewables Inc dba RGS Energy | Purchased
1138 | 86001 | PV Grid Tied | 98 | 141120 | 2013 PBI Expanded Schools & Government | 3 | 2013-08-31 | 2015-06-15 | 420771 | 8432.69 | Sky Engineering, Inc. | Purchased
1139 | 85335 | PV Grid Tied | 46.02 | 66269 | 2013 PBI Expanded Schools & Government | 3 | 2013-08-24 | 2015-02-02 | 207090 | 4295.28 | Scout Solar LLC | Purchased
1140 | 85122 | PV Grid Tied | 280.6 | 404064 | 2013 PBI Expanded Schools & Government | 3 | 2013-08-30 | 2015-01-09 | 1180974 | 28663.14 | Ameresco Southwest | Purchased
1141 | 86322 | PV Grid Tied | 227.7 | 327888 | 2013 PBI Expanded Schools & Government | 3 | 2013-08-28 | 2014-11-07 | 1400000 | 22738.6 | Alteris Renewables Inc dba RGS Energy | Purchased
1142 | 85122 | PV Grid Tied | 73.2 | 105408 | 2013 PBI Expanded Schools & Government | 3 | 2013-08-30 | 2015-01-06 | 494133 | 7555.78 | Ameresco Southwest | Purchased
1143 | 85266 | PV Grid Tied | 351.36 | 505958 | 2013 PBI Expanded Schools & Government | 3 | 2013-08-01 | 2015-12-13 | 1099771 | 36462.38 | Urban Energy Solutions | Purchased
1144 | 85266 | PV Grid Tied | 234.24 | 337306 | 2013 PBI Expanded Schools & Government | 3 | 2013-10-21 | 2015-12-09 | 733181 | 24349.25 | Urban Energy Solutions | Purchased
1145 | 86011 | PV Grid Tied | 561.6 | 808704 | 2013 PBI Expanded Schools & Government | 3 | 2013-08-28 | 2017-04-05 | 3736394 | 55311.48 | Ameresco Southwest | Purchased
1146 | 85335 | PV Grid Tied | 131.76 | 189734 | 2013 PBI Expanded Schools & Government | 3 | 2013-10-31 | 2015-02-02 | 508594 | 10732.66 | Scout Solar LLC | Purchased
1147 | 85253 | PV Grid Tied | 46.98 | 67651 | 2013 PBI Expanded Schools & Government | 3 | 2013-10-31 | 2014-06-25 | 246645 | 3939.6 | The Arcadia Companies, LLC | Purchased
1148 | 85013 | PV Grid Tied | 344.04 | 495418 | 2013 PBI Expanded Schools & Government | 3 | 2013-10-31 | 2015-04-30 | 985607 | 43650.08 | Clean Energy Constructors | Purchased
1149 | 85014 | PV Grid Tied | 325.74 | 469066 | 2013 PBI Expanded Schools & Government | 3 | 2013-10-30 | 2015-07-29 | 993024 | 46040.84 | Clean Energy Constructors | Purchased
1150 | 85006 | PV Grid Tied | 292.8 | 421632 | 2013 PBI Expanded Schools & Government | 3 | 2013-10-31 | 2015-01-20 | 1311744 | 26185.11 | SolarCity Corporation | Purchased
1151 | 85027 | PV Grid Tied | 432 | 622080 | 2013 PBI Expanded Schools & Government | 3 | 2013-10-31 | 2014-11-06 | 1252800 | 55436.4 | Clean Energy Constructors | Purchased
1152 | 86001 | PV Grid Tied | 557.7 | 803088 | 2013 PBI Expanded Schools & Government | 3 | 2013-10-06 | 2014-12-23 | 2586542 | 53837.24 | Sun Valley Solar Solutions LLC | Purchased
1153 | 86001 | PV Grid Tied | 300.3 | 432432 | 2013 PBI Expanded Schools & Government | 3 | 2013-10-30 | 2014-12-18 | 1426678 | 29584.12 | Sun Valley Solar Solutions LLC | Purchased
1154 | 86004 | PV Grid Tied | 224.25 | 322920 | 2013 PBI Expanded Schools & Government | 3 | 2013-10-30 | 2015-07-23 | 1092950 | 22612.59 | Sun Valley Solar | Purchased
1155 | 86001 | PV Grid Tied | 120.25 | 173160 | 2013 PBI Expanded Schools & Government | 3 | 2013-10-30 | 2015-07-30 | 598520 | 12266.57 | Sun Valley Solar Solutions LLC | Purchased
1156 | 85307 | PV Grid Tied | 162 | 233280 | 2013 PBI Expanded Schools & Government | 3 | 2013-10-31 | 2014-05-30 | 453600 | 19798.88 | Clean Energy Constructors | Purchased
1157 | 85349 | PV Grid Tied | 550.08 | 792115 | 2013 PBI Expanded Schools & Government | 3 | 2013-10-31 | 2014-12-08 | 1589812 | 66532.06 | Green Fuel Technologies | Purchased
1158 | 85307 | PV Grid Tied | 108 | 155520 | 2013 PBI Expanded Schools & Government | 3 | 2013-10-31 | 2014-05-30 | 346500 | 14227.91 | Clean Energy Constructors | Purchased
1159 | 85607 | PV Grid Tied | 301.32 | 433901 | 2013 PBI Expanded Schools & Government | 3 | 2013-10-21 | 2016-02-25 | 1565402 | 29388.14 |  | Purchased
1160 | 85388 | PV Grid Tied | 548.405 | 789703 | 2013 PBI Expanded Schools & Government | 3 | 2013-10-24 | 2014-10-15 | 3493718 | 56623.75 | Core Construction | Purchased
1161 | 85388 | PV Grid Tied | 548.7 | 790128 | 2013 PBI Expanded Schools & Government | 3 | 2013-10-29 | 2014-10-15 | 3481223 | 56654.2 | Core Construction | Purchased
1162 | 85027 | PV Grid Tied | 36.504 | 52566 | Interconnect Only | 3 | 2014-02-12 | 2014-03-27 | 0 | 0 | Harmon Solar | Purchased
1163 | 85901 | PV Grid Tied | 5 | 7200 | Interconnect Only | 3 | 2014-02-14 | 2014-05-14 | 0 | 0 | BCI Solar | Purchased
1164 | 85901 | PV Grid Tied | 20.25 | 29160 | Interconnect Only | 3 | 2014-02-14 | 2014-05-14 | 0 | 0 | BCI Solar | Purchased
1165 | 86023 | PV Grid Tied |  |  | Interconnect Only | 3 | 2010-07-30 | 2011-04-11 | 0 | 0 |  | Purchased
1166 | 85034 | PV Grid Tied |  |  | Interconnect Only | 3 | 2010-08-04 | 2010-12-30 | 0 | 0 |  | Purchased
1167 | 85253 | PV Grid Tied |  |  | Interconnect Only | 3 | 2010-08-12 | 2010-11-19 | 0 | 0 | AZ Solar Guys | Purchased
1168 | 85344 | PV Grid Tied |  |  | Interconnect Only | 3 | 2010-08-25 | 2010-12-15 | 0 | 0 | Standard Renewable Energy | Purchased
1169 | 85365 | PV Grid Tied |  |  | Interconnect Only | 3 | 2010-09-09 | 2011-06-16 | 0 | 0 | Standard Renewable Energy | Purchased
1170 | 85553 | PV Grid Tied |  |  | Interconnect Only | 3 | 2010-09-10 | 2010-12-09 | 0 | 0 | Sky Renewable Energy/Sky Engineering | Purchased
1171 | 85032 | PV Grid Tied |  |  | Interconnect Only | 3 | 2010-09-10 | 2011-02-28 | 0 | 0 | Green Choice Solar LLC | Purchased
1172 | 85332 | PV Grid Tied |  |  | Interconnect Only | 3 | 2010-10-12 | 2011-01-10 | 0 | 0 |  | Purchased
1173 | 85193 | PV Grid Tied | 238.28 | 343123 | Interconnect Only | 3 | 2010-02-19 | 2010-12-17 | 0 | 0 | CDM Constructors, Inc. | Purchased
1174 | 85193 | PV Grid Tied | 1436.12 | 2068013 | Interconnect Only | 3 | 2010-01-27 | 2010-12-17 | 0 | 0 | CDM Constructors, Inc. | Purchased
1175 | 85326 | PV Grid Tied |  |  | Interconnect Only | 3 | 2010-11-10 | 2011-01-31 | 0 | 0 | Delta Diversified Ent. Inc | Purchased
1176 | 86314 | PV Grid Tied |  |  | Interconnect Only | 3 | 2010-11-03 | 2010-12-23 | 0 | 0 | Sky Renewable Energy/Sky Engineering | Purchased
1177 | 86332 | PV Grid Tied |  |  | Interconnect Only | 3 | 2010-12-06 | 2011-05-09 | 0 | 0 | Sky Renewable Energy/Sky Engineering | Purchased
1178 | 86323 | PV Grid Tied |  |  | Interconnect Only | 3 | 2010-11-22 | 2012-02-14 | 0 | 0 | Sky Renewable Energy/Sky Engineering | Purchased
1179 | 85337 | PV Grid Tied | 30.08 | 43315 | Interconnect Only | 3 | 2010-12-10 | 2012-06-21 | 0 | 0 | Sky Renewable Energy/Sky Engineering | Purchased
1180 | 85364 | PV Grid Tied |  |  | Interconnect Only | 3 | 2010-09-30 | 2011-05-20 | 0 | 0 | Mac Electric | Purchased
1181 | 85020 | PV Grid Tied | 49.35 | 71064 | Interconnect Only | 3 | 2011-01-11 | 2011-04-12 | 0 | 0 | Sky Renewable Energy/Sky Engineering | Purchased
1182 | 85020 | PV Grid Tied | 49.35 | 71064 | Interconnect Only | 3 | 2011-01-11 | 2011-04-12 | 0 | 0 | Sky Renewable Energy/Sky Engineering | Purchased
1183 | 85395 | PV Grid Tied | 6.004 | 8646 | Interconnect Only | 3 | 2011-02-15 | 2011-04-12 | 0 | 0 | AMERICAN SOLAR ELECTRIC INC | Purchased
1184 | 86301 | PV Grid Tied |  |  | Interconnect Only | 3 | 2011-02-24 | 2011-05-16 | 0 | 0 | EV Solar Products Inc | Purchased
1185 | 85004 | PV Grid Tied |  |  | Interconnect Only | 3 | 2011-03-01 | 2011-06-09 | 0 | 0 | Delta Diversified Ent. Inc | Purchased
1186 | 85004 | PV Grid Tied |  |  | Interconnect Only | 3 | 2011-02-18 | 2011-08-04 | 0 | 0 | Sky Renewable Energy/Sky Engineering | Purchased
1187 | 85004 | PV Grid Tied |  |  | Interconnect Only | 3 | 2011-04-28 | 2011-07-05 | 0 | 0 | Cannon & Wendt Electric Co., Inc. | Purchased
1188 | 85321 | PV Grid Tied | 7.2 | 10368 | Interconnect Only | 3 | 2011-05-16 | 2013-06-28 | 0 | 0 | AmtekElectric | Purchased
1189 | 85326 | PV Grid Tied |  |  | Interconnect Only | 3 | 2011-05-25 | 2011-08-12 | 0 | 0 | CORE Construction Services of Arizona | Purchased
1190 | 85631 | PV Grid Tied |  |  | Interconnect Only | 3 | 2011-05-25 | 2011-07-12 | 0 | 0 | Progressive Solar Inc | Purchased
1191 | 86004 | PV Grid Tied |  |  | Interconnect Only | 3 | 2011-06-03 | 2012-04-10 | 0 | 0 | REC Solar | Purchased
1192 | 85004 | PV Grid Tied |  |  | Interconnect Only | 3 | 2011-06-02 | 2012-01-23 | 0 | 0 |  | Purchased
1193 | 85349 | PV Grid Tied |  |  | Interconnect Only | 3 | 2011-05-27 | 2012-04-05 | 0 | 0 |  | Purchased
1194 | 86046 | PV Grid Tied | 8.64 | 12442 | Interconnect Only | 3 | 2011-06-02 | 2012-03-12 | 0 | 0 | Solarworks | Purchased
1195 | 85012 | PV Grid Tied | 4421.97 | 6367637 | Interconnect Only | 3 | 2011-08-02 | 2013-12-06 | 0 | 0 |  | Purchased
1196 | 85021 | PV Grid Tied |  |  | Interconnect Only | 3 | 2011-10-22 | 2012-02-03 | 0 | 0 |  | Purchased
1197 | 85008 | PV Grid Tied |  |  | Interconnect Only | 3 | 2012-01-13 | 2012-03-01 | 0 | 0 | Sun Power of Arizona, LLC | Purchased
1198 | 85225 | PV Grid Tied | 2.64 | 3802 | Interconnect Only | 3 | 2012-01-24 | 2012-05-02 | 0 | 0 | American Solar Electric | Purchased
1199 | 85324 | PV Grid Tied | 29.61 | 42638 | Interconnect Only | 3 | 2012-02-21 | 2012-05-21 | 0 | 0 | Sky Renewable Energy/Sky Engineering | Purchased
1200 | 85007 | PV Grid Tied | 8.64 | 12442 | Interconnect Only | 3 | 2012-02-28 | 2012-04-06 | 0 | 0 |  | Purchased
1201 | 86305 | PV Grid Tied | 85.848 | 123621 | Interconnect Only | 3 | 2012-02-22 | 2012-10-09 | 0 | 0 | EV Solar Products | Purchased
1202 | 86303 | PV Grid Tied | 2.295 | 3305 | Interconnect Only | 3 | 2012-04-12 | 2012-09-10 | 0 | 0 | EV Solar Products | Purchased
1203 | 86320 | PV Grid Tied | 30.24 | 43546 | Interconnect Only | 3 | 2012-02-28 | 2012-07-10 | 0 | 0 | Ace Solar Systems | Purchased
1204 | 85334 | PV Grid Tied | 15.18 | 21859 | Interconnect Only | 3 | 2012-02-28 | 2012-05-03 | 0 | 0 |  | Purchased
1205 | 85008 | PV Grid Tied | 59.22 | 85277 | Interconnect Only | 3 | 2012-03-16 | 2012-05-30 | 0 | 0 |  | Purchased
1206 | 85225 | PV Grid Tied | 2.3 | 3312 | Interconnect Only | 3 | 2012-05-01 | 2012-05-24 | 0 | 0 |  | Purchased
1207 | 85007 | PV Grid Tied | 65.52 | 94349 | Interconnect Only | 3 | 2012-05-16 | 2012-08-31 | 0 | 0 |  | Purchased
1208 | 85396 | PV Grid Tied | 36.34 | 52330 | Interconnect Only | 3 | 2012-06-01 | 2012-10-09 | 0 | 0 |  | Purchased
1209 | 86001 | PV Grid Tied | 1.45 | 2088 | Interconnect Only | 3 | 2012-06-14 | 2012-09-12 | 0 | 0 |  | Purchased
1210 | 85365 | PV Grid Tied | 40.32 | 58061 | Interconnect Only | 3 | 2012-06-18 | 2012-12-14 | 0 | 0 |  | Purchased
1211 | 86336 | PV Grid Tied |  |  | Interconnect Only | 3 | 2012-07-03 | 2012-08-29 | 0 | 0 | AL McNulty Electric LLC | Purchased
1212 | 86336 | PV Grid Tied |  |  | Interconnect Only | 3 | 2012-07-03 | 2012-08-29 | 0 | 0 | AL McNulty Electric LLC | Purchased
1213 | 85365 | PV Grid Tied | 89.6 | 129024 | Interconnect Only | 3 | 2012-08-03 | 2013-07-11 | 0 | 0 | MAC Electric Inc | Purchased
1214 | 86301 | PV Grid Tied | 2.55 | 3672 | Interconnect Only | 3 | 2012-08-23 | 2012-11-05 | 0 | 0 |  | Purchased
1215 | 85004 | PV Grid Tied |  |  | Interconnect Only | 3 | 2012-07-16 | 2013-08-01 | 0 | 0 | DLR Group | Purchased
1216 | 86001 | PV Grid Tied | 3.6 | 5184 | Interconnect Only | 3 | 2012-10-22 | 2013-08-08 | 0 | 0 |  | Purchased
1217 | 85173 | PV Grid Tied | 8.96 | 12902 | Interconnect Only | 3 | 2012-11-09 | 2012-12-10 | 0 | 0 | Spartan Electric | Purchased
1218 | 85365 | PV Grid Tied | 40.32 | 58061 | Interconnect Only | 3 | 2012-10-04 | 2013-01-25 | 0 | 0 | Stronghold Engineering | Purchased
1219 | 85365 | PV Grid Tied | 73.92 | 106445 | Interconnect Only | 3 | 2012-10-04 | 2013-01-25 | 0 | 0 | Stronghold Engineering | Purchased
1220 | 85365 | PV Grid Tied | 26.88 | 38707 | Interconnect Only | 3 | 2012-10-04 | 2013-01-25 | 0 | 0 | Stronghold Engineering | Purchased
1221 | 85365 | PV Grid Tied | 50.4 | 72576 | Interconnect Only | 3 | 2012-10-04 | 2013-01-25 | 0 | 0 | Stronghold Engineering | Purchased
1222 | 85364 | PV Grid Tied | 13.26 | 19094 | Interconnect Only | 3 | 2014-02-28 | 2014-05-15 | 0 | 0 | Yuma Solar | Purchased
1223 | 85365 | PV Grid Tied | 9.18 | 13219 | Interconnect Only | 3 | 2014-03-05 | 2014-05-14 | 0 | 0 | Yuma Solar | Purchased
1224 | 85337 | PV Grid Tied | 459.25 | 661320 | Interconnect Only | 3 | 2013-04-23 | 2013-04-23 | 0 | 0 | Solon Corporation | Purchased
1225 | 86045 | PV Grid Tied | 285.56 | 411206 | Interconnect Only | 3 | 2013-03-18 | 2013-03-18 | 0 | 0 | Amercian Capital Energy | Purchased
1226 | 86023 | PV Grid Tied | 2.5 | 3600 | Interconnect Only | 3 | 2013-03-25 | 2013-03-25 | 0 | 0 | Jarmer Electric AZ | Purchased
1227 | 85013 | PV Grid Tied | 19.74 | 28426 | Interconnect Only | 3 | 2013-08-09 | 2013-08-09 | 0 | 0 | Echo Canyon Electric | Purchased
1228 | 86001 | PV Grid Tied | 36.86 | 53078 | Interconnect Only | 3 | 2013-10-25 | 2013-10-25 | 0 | 0 | Westwind Solar Electric Inc | Purchased
1229 | 85007 | PV Grid Tied | 34.56 | 49766 | Interconnect Only | 3 | 2013-05-29 | 2013-05-29 | 0 | 0 |  | Purchased
1230 | 85254 | PV Grid Tied | 36.26 | 52214 | Interconnect Only | 3 | 2013-11-14 | 2013-11-14 | 0 | 0 |  | Purchased
1231 | 85365 | PV Grid Tied | 9 | 12960 | Interconnect Only | 3 | 2013-05-30 | 2013-05-30 | 0 | 0 | Yuma Solar | Purchased
1232 | 85262 | PV Grid Tied | 9 | 12960 | Interconnect Only | 3 | 2013-06-04 | 2013-06-04 | 0 | 0 |  | Purchased
1233 | 85034 | PV Grid Tied | 56.16 | 80870 | Interconnect Only | 3 | 2013-06-25 | 2013-06-25 | 0 | 0 | SOLAR TOPPS LLC | Purchased
1234 | 85363 | PV Grid Tied | 42 | 60480 | Interconnect Only | 3 | 2013-11-18 | 2013-11-18 | 0 | 0 |  | Purchased
1235 | 85363 | PV Grid Tied | 28 | 40320 | Interconnect Only | 3 | 2013-11-18 | 2013-11-18 | 0 | 0 |  | Purchased
1236 | 86336 | PV Grid Tied | 8.46 | 12182 | Interconnect Only | 3 | 2013-11-06 | 2013-11-06 | 0 | 0 | AL McNulty Electric LLC | Purchased
1237 | 86336 | PV Grid Tied | 8.46 | 12182 | Interconnect Only | 3 | 2013-11-06 | 2013-11-06 | 0 | 0 | AL McNulty Electric LLC | Purchased
1238 | 86336 | PV Grid Tied | 2.82 | 4061 | Interconnect Only | 3 | 2013-11-06 | 2013-11-06 | 0 | 0 | AL McNulty Electric LLC | Purchased
1239 | 85306 | PV Grid Tied | 21.42 | 30845 | Interconnect Only | 3 | 2013-11-12 | 2013-11-12 | 0 | 0 |  | Purchased
1240 | 85306 | PV Grid Tied | 26.52 | 38189 | Interconnect Only | 3 | 2013-11-12 | 2013-11-12 | 0 | 0 |  | Purchased
1241 | 85021 | PV Grid Tied | 96 | 138240 | Interconnect Only | 3 | 2013-11-13 | 2013-11-13 | 0 | 0 |  | Purchased
1242 | 85003 | PV Grid Tied | 7.2 | 10368 | Interconnect Only | 3 | 2014-01-14 | 2014-01-14 | 0 | 0 |  | Purchased
1243 | 85365 | PV Grid Tied | 26.4 | 38016 | Interconnect Only | 3 | 2014-02-04 | 2014-02-04 | 0 | 0 |  | Purchased
1244 | 85308 | PV Grid Tied | 3.9 | 5616 | Interconnect Only | 3 | 2014-01-14 | 2014-01-14 | 0 | 0 |  | Purchased
1245 | 85308 | PV Grid Tied | 8.1 | 11664 | Interconnect Only | 3 | 2014-01-14 | 2014-01-14 | 0 | 0 |  | Purchased
1246 | 85342 | PV Grid Tied | 1.5 | 2160 | Interconnect Only | 3 | 2014-03-13 | 2014-03-20 | 0 | 0 | Summerwind Solar, LLC | Purchased
1247 | 85255 | PV Grid Tied | 113.88 | 163987 | Interconnect Only | 3 | 2014-03-21 | 2014-04-07 | 0 | 0 |  | Purchased
1248 | 85012 | PV Grid Tied | 9.54 | 13738 | Interconnect Only | 3 | 2014-03-24 | 2014-08-05 | 0 | 0 | Delta Diversified Ent. Inc | Purchased
1249 | 85006 | PV Grid Tied |  |  | Interconnect Only | 4 | 2010-04-28 | 2010-08-16 | 0 | 0 | Southwest Solar Solutions LLC DBA AZ Solar Guys | Purchased
1250 | 85014 | PV Grid Tied |  |  | Interconnect Only | 3 | 2010-04-29 | 2010-06-11 | 0 | 0 | Standard Renewable Energy | Purchased
1251 | 85034 | PV Grid Tied |  |  | Interconnect Only | 3 | 2010-05-13 | 2010-09-27 | 0 | 0 | Photovoltaic System Mfg LLC | Purchased
1252 | 85331 | PV Grid Tied |  |  | Interconnect Only | 3 | 2010-05-13 | 2010-09-27 | 0 | 0 | Photovoltaic System Mfg LLC | Purchased
1253 | 86023 | PV Grid Tied |  |  | Interconnect Only | 3 | 2010-07-01 | 2010-11-29 | 0 | 0 |  | Purchased
1254 | 85395 | PV Grid Tied | 5.6 | 8064 | Interconnect Only | 3 | 2010-07-12 | 2010-12-27 | 0 | 0 | Standard Renewable Energy | Purchased
1255 | 85034 | PV Grid Tied |  |  | Interconnect Only | 3 | 2010-07-27 | 2010-09-29 | 0 | 0 |  | Purchased
1256 | 85034 | PV Grid Tied |  |  | Interconnect Only | 3 | 2010-07-27 | 2010-09-29 | 0 | 0 |  | Purchased
1257 | 85382 | PV Grid Tied |  |  | Interconnect Only | 3 | 2000-09-18 | 2000-09-18 | 0 | 0 | Wang Electric Systems | Purchased
1258 | 85027 | PV Grid Tied |  |  | Interconnect Only | 3 | 2005-05-11 | 2005-05-11 | 0 | 0 |  | Purchased
1259 | 86004 | PV Grid Tied |  |  | Interconnect Only | 3 | 2007-06-12 | 2007-06-12 | 0 | 0 |  | Purchased
1260 | 86004 | PV Grid Tied |  |  | Interconnect Only | 3 | 2008-01-24 | 2008-01-24 | 0 | 0 |  | Purchased
1261 | 85087 | PV Grid Tied |  |  | Interconnect Only | 3 | 2009-10-26 | 2010-01-08 | 0 | 0 |  | Purchased
1262 | 86045 | PV Grid Tied |  |  | Interconnect Only | 3 | 2009-10-27 | 2010-03-11 | 0 | 0 | NJ Shaum & Son Inc | Purchased
1263 | 86001 | PV Grid Tied |  |  | Interconnect Only | 3 | 2011-01-17 | 2011-05-11 | 0 | 0 | LeGrand Enterprises | Purchased
1264 | 85017 | PV Grid Tied | 88.32 | 127181 | Interconnect Only | 3 | 2013-12-16 | 2014-03-27 | 0 | 0 | RP Companies, Inc | Purchased
1265 | 85321 | PV Grid Tied | 242.896 | 349770 | Interconnect Only | 3 | 2013-04-26 | 2014-03-19 | 0 | 0 | Douglass Colony Group | Purchased
1266 | 85365 | PV Grid Tied | 6.12 | 8813 | Interconnect Only | 3 | 2013-12-13 | 2014-03-13 | 0 | 0 | Yuma Solar | Purchased
1267 | 85024 | PV Grid Tied | 10.2 | 14688 | Interconnect Only | 3 | 2013-11-08 | 2014-03-12 | 0 | 0 |  | Purchased
1268 | 85085 | PV Grid Tied | 4.165 | 5998 | Interconnect Only | 3 | 2013-11-19 | 2014-03-11 | 0 | 0 |  | Purchased
1269 | 85085 | PV Grid Tied | 4.165 | 5998 | Interconnect Only | 3 | 2013-11-19 | 2014-03-11 | 0 | 0 |  | Purchased
1270 | 85085 | PV Grid Tied | 5.88 | 8467 | Interconnect Only | 3 | 2013-11-19 | 2014-03-11 | 0 | 0 |  | Purchased
1271 | 85085 | PV Grid Tied | 4.165 | 5998 | Interconnect Only | 3 | 2013-11-19 | 2014-03-11 | 0 | 0 |  | Purchased
1272 | 86301 | PV Grid Tied | 22.62 | 32573 | Interconnect Only | 3 | 2013-12-31 | 2014-03-06 | 0 | 0 |  | Purchased
1273 | 85006 | PV Grid Tied | 69.75 | 100440 | Interconnect Only | 3 | 2012-06-25 | 2014-03-03 | 0 | 0 | AZ Solar and Electric | Purchased
1274 | 85016 | PV Grid Tied | 57.6 | 82944 | Interconnect Only | 3 | 2013-12-10 | 2014-02-24 | 0 | 0 |  | Purchased
1275 | 86326 | PV Grid Tied | 6.24 | 8986 | Interconnect Only | 3 | 2013-11-25 | 2014-02-12 | 0 | 0 | Cobra Electric | Purchased
1276 | 86313 | PV Grid Tied | 1854.72 | 2670797 | Interconnect Only | 3 | 2011-01-31 | 2013-06-04 | 0 | 0 |  | Purchased
1277 | 85364 | PV Grid Tied |  |  | Interconnect Only | 3 | 2005-04-22 | 2005-04-22 | 0 | 0 |  | Purchased
1278 | 85365 | PV Grid Tied | 52.32 | 75341 | Interconnect Only | 3 | 2013-11-23 | 2014-03-31 | 0 | 0 |  | Purchased
1279 | 85365 | PV Grid Tied | 178.5 | 257040 | Interconnect Only | 3 | 2013-11-22 | 2015-03-12 | 0 | 0 | Independent Energy Solutions | Purchased
1280 | 85365 | PV Grid Tied | 182 | 262080 | Interconnect Only | 3 | 2013-11-22 | 2015-03-12 | 0 | 0 | Independent Energy Solutions | Purchased
1281 | 85301 | PV Grid Tied | 42.78 | 61603 | Interconnect Only | 3 | 2014-04-11 | 2014-06-19 | 0 | 0 |  | Purchased
1282 | 85382 | PV Grid Tied | 38.5 | 55440 | Interconnect Only | 3 | 2014-04-09 | 2014-07-25 | 0 | 0 | Jenco | Purchased
1283 | 86301 | PV Grid Tied | 2.06 | 2966 | Interconnect Only | 3 | 2014-04-14 | 2014-07-01 | 0 | 0 | EV Solar Products | Purchased
1284 | 85382 | PV Grid Tied | 12 | 17280 | Interconnect Only | 3 | 2014-04-21 | 2014-07-10 | 0 | 0 | Robco Electric, Inc | Purchased
1285 | 85032 | PV Grid Tied | 28 | 40320 | Interconnect Only | 3 | 2014-01-24 | 2014-05-12 | 0 | 0 | Indicom Electric Company | Purchased
1286 | 85901 | PV Grid Tied | 63.7 | 91728 | Interconnect Only | 3 | 2013-11-13 | 2014-06-26 | 0 | 0 |  | Purchased
1287 | 85362 | PV Grid Tied | 7 | 10080 | Interconnect Only | 3 | 2013-10-28 | 2014-07-21 | 0 | 0 | Sun Space Builders LLC | Purchased
1288 | 85004 | PV Grid Tied | 78.96 | 113702 | Interconnect Only | 3 | 2011-11-10 | 2015-08-18 | 0 | 0 | Delta Diversified Ent. Inc | Purchased
1289 | 85607 | PV Grid Tied | 24 | 34560 | Interconnect Only | 3 | 2013-07-27 | 2015-06-18 | 0 | 0 |  | Purchased
1290 | 86336 | PV Grid Tied |  |  | Interconnect Only | 3 | 2010-10-25 | 2010-12-08 | 0 | 0 | Kinney Construction Services | Purchased
1291 | 85253 | PV Grid Tied | 18.27 | 26309 | Interconnect Only | 3 | 2013-12-26 | 2014-06-05 | 0 | 0 |  | Purchased
1292 | 85392 | PV Grid Tied |  |  | Interconnect Only | 3 | 2010-12-20 | 2015-02-17 | 0 | 0 | Sunpower of Arizona | Purchased
1293 | 85364 | PV Grid Tied |  |  | Interconnect Only | 3 | 2013-10-24 | 2016-04-28 | 0 | 0 | Hawkeye Electric, Inc. | Purchased
1294 | 85365 | PV Grid Tied | 5014.2 | 7220448 | Interconnect Only | 3 | 2013-07-26 | 2014-02-05 | 0 | 0 | Holbrook Electric | Purchased
1295 | 85362 | PV Grid Tied | 15 | 21600 | Interconnect Only | 3 | 2013-11-09 | 2014-07-21 | 0 | 0 | Sun Space Builders LLC | Purchased
1296 | 86336 | PV Grid Tied | 9 | 12960 | Interconnect Only | 3 | 2014-05-12 | 2014-10-08 | 0 | 0 | Kevin Lollar Electric | Purchased
1297 | 85367 | PV Grid Tied | 21 | 30240 | Interconnect Only | 3 | 2014-05-14 | 2015-02-26 | 0 | 0 |  | Purchased
1298 | 85344 | PV Grid Tied |  |  | Interconnect Only | 3 | 2010-11-16 | 2010-12-16 | 0 | 0 | Standard Renewable Energy | Purchased
1299 | 85308 | PV Grid Tied | 169 | 243360 | Interconnect Only | 3 | 2013-12-16 | 2014-08-18 | 0 | 0 |  | Purchased
1300 | 85362 | PV Grid Tied | 23 | 33120 | Interconnect Only | 3 | 2013-11-11 | 2014-07-21 | 0 | 0 | Sun Space Builders LLC | Purchased
1301 | 85382 | PV Grid Tied | 7.848 | 11301 | Interconnect Only | 3 | 2014-06-02 | 2014-10-31 | 0 | 0 |  | Purchased
1302 | 86314 | PV Grid Tied | 277.2 | 399168 | 2012 PBI Schools | 3 | 2013-01-25 | 2014-08-06 | 1765159 | 62145.5 | Sky Renewable Energy/Sky Engineering | Purchased
1303 | 85365 | PV Grid Tied | 80.52 | 115949 | Interconnect Only | 3 | 2014-06-13 | 2014-07-10 | 0 | 0 | Sun Valley Solar Solutions | Purchased
1304 | 85032 | PV Grid Tied | 26.88 | 38707 | Interconnect Only | 3 | 2014-06-13 | 2014-08-18 | 0 | 0 |  | Purchased
1305 | 85343 | PV Grid Tied | 13.16 | 18950 | Interconnect Only | 3 | 2014-06-23 | 2014-08-14 | 0 | 0 | Rosendin Electric Inc. | Purchased
1306 | 85343 | PV Grid Tied | 19.74 | 28426 | Interconnect Only | 3 | 2014-06-23 | 2014-10-07 | 0 | 0 |  | Purchased
1307 | 85541 | PV Grid Tied | 76.5 | 110160 | Interconnect Only | 3 | 2014-07-09 | 2014-11-14 | 0 | 0 | SUNRENU SOLAR, LLC | Purchased
1308 | 85225 | PV Grid Tied | 374.65 | 539496 | Interconnect Only | 3 | 2014-07-15 | 2015-03-26 | 0 | 0 |  | Purchased
1309 | 85541 | PV Grid Tied | 195.84 | 282010 | Interconnect Only | 3 | 2014-07-18 | 2015-02-04 | 0 | 0 | SUNRENU SOLAR, LLC | Purchased
1310 | 85382 | PV Grid Tied | 12 | 17280 | Interconnect Only | 3 | 2014-07-22 | 2014-10-30 | 0 | 0 | American Way Electric | Purchased
1311 | 85251 | PV Grid Tied | 7.14 | 10282 | Interconnect Only | 3 | 2014-07-24 | 2014-11-20 | 0 | 0 |  | Purchased
1312 | 85251 | PV Grid Tied | 6.885 | 9914 | Interconnect Only | 3 | 2014-07-24 | 2014-11-20 | 0 | 0 |  | Purchased
1313 | 86326 | PV Grid Tied | 2 | 2880 | Interconnect Only | 3 | 2014-08-05 | 2014-09-15 | 0 | 0 | Solarworks | Purchased
1314 | 85382 | PV Grid Tied | 31.392 | 45204 | Interconnect Only | 3 | 2014-08-07 | 2014-10-31 | 0 | 0 |  | Purchased
1315 | 85340 | PV Grid Tied | 208.98 | 300931 | Interconnect Only | 3 | 2014-07-08 | 2014-12-02 | 0 | 0 |  | Purchased
1316 | 85392 | PV Grid Tied | 490.32 | 706061 | Interconnect Only | 3 | 2014-07-08 | 2014-12-02 | 0 | 0 |  | Purchased
1317 | 85029 | PV Grid Tied | 7.35 | 10584 | Interconnect Only | 3 | 2014-09-03 | 2014-10-07 | 0 | 0 | Solar Universe | Purchased
1318 | 85029 | PV Grid Tied | 9.18 | 13219 | Interconnect Only | 3 | 2014-09-03 | 2014-10-07 | 0 | 0 | Solar Universe | Purchased
1319 | 86336 | PV Grid Tied | 13.26 | 19094 | Interconnect Only | 3 | 2014-09-03 | 2014-10-08 | 0 | 0 | Rooftop Solar | Purchased
1320 | 85349 | PV Grid Tied | 111.86 | 161078 | Interconnect Only | 3 | 2014-08-29 | 2014-11-06 | 0 | 0 | Green Fuel Technologies | Purchased
1321 | 85349 | PV Grid Tied | 126.885 | 182714 | Interconnect Only | 3 | 2014-08-29 | 2014-11-06 | 0 | 0 | Green Fuel Technologies | Purchased
1322 | 85349 | PV Grid Tied | 20.88 | 30067 | Interconnect Only | 3 | 2014-08-29 | 2014-12-08 | 0 | 0 | Green Fuel Technologies | Purchased
1323 | 85349 | PV Grid Tied | 147.32 | 212141 | Interconnect Only | 3 | 2014-08-29 | 2014-11-06 | 0 | 0 | Green Fuel Technologies | Purchased
1324 | 85349 | PV Grid Tied | 5.5 | 7920 | Interconnect Only | 3 | 2014-09-19 | 2014-12-17 | 0 | 0 |  | Purchased
1325 | 85349 | PV Grid Tied | 96.035 | 138290 | Interconnect Only | 3 | 2014-09-19 | 2014-11-06 | 0 | 0 |  | Purchased
1326 | 86325 | PV Grid Tied | 92.82 | 133661 | Interconnect Only | 3 | 2014-09-11 | 2015-01-30 | 0 | 0 |  | Purchased
1327 | 85260 | PV Grid Tied | 99.408 | 143148 | Interconnect Only | 3 | 2014-09-17 | 2015-02-10 | 0 | 0 |  | Purchased
1328 | 85351 | PV Grid Tied | 78.54 | 113098 | Interconnect Only | 3 | 2014-10-24 | 2015-01-05 | 0 | 0 |  | Purchased
1329 | 85351 | PV Grid Tied | 49.98 | 71971 | Interconnect Only | 3 | 2014-10-24 | 2015-01-05 | 0 | 0 |  | Purchased
1330 | 85225 | PV Grid Tied | 192.27 | 276869 | Interconnect Only | 3 | 2014-10-27 | 2015-04-08 | 0 | 0 |  | Purchased
1331 | 85382 | PV Grid Tied | 19.62 | 28253 | Interconnect Only | 3 | 2014-11-05 | 2014-12-11 | 0 | 0 |  | Purchased
1332 | 85382 | PV Grid Tied | 19.62 | 28253 | Interconnect Only | 3 | 2014-11-05 | 2014-12-11 | 0 | 0 |  | Purchased
1333 | 85020 | PV Grid Tied | 20.928 | 30136 | Interconnect Only | 3 | 2014-11-14 | 2014-12-24 | 0 | 0 | Kortman Electric Company Inc | Purchased
1334 | 86326 | PV Grid Tied | 71.4 | 102816 | Interconnect Only | 3 | 2014-12-11 | 2015-02-20 | 0 | 0 |  | Purchased
1335 | 85603 | PV Grid Tied | 6 | 8640 | Interconnect Only | 3 | 2014-12-09 | 2015-06-03 | 0 | 0 |  | Purchased
1336 | 86301 | PV Grid Tied | 9.75 | 14040 | Interconnect Only | 3 | 2014-12-19 | 2015-03-12 | 0 | 0 |  | Purchased
1337 | 85937 | PV Grid Tied | 5.52 | 7949 | Interconnect Only | 3 | 2014-12-20 | 2015-07-07 | 0 | 0 | Phil Stratton Electric | Purchased
1338 | 85396 | PV Grid Tied | 60.5 | 87120 | Interconnect Only | 3 | 2015-01-05 | 2015-04-08 | 0 | 0 |  | Purchased
1339 | 85396 | PV Grid Tied | 28.75 | 41400 | Interconnect Only | 3 | 2015-01-05 | 2015-03-03 | 0 | 0 |  | Purchased
1340 | 85901 | PV Grid Tied | 4.3 | 6192 | Interconnect Only | 3 | 2015-01-05 | 2015-06-17 | 0 | 0 | BCI Solar | Purchased
1341 | 85307 | PV Grid Tied | 54.936 | 79108 | Interconnect Only | 3 | 2015-01-07 | 2015-02-27 | 0 | 0 | Kortman Electric Company Inc | Purchased
1342 | 85541 | PV Grid Tied | 12.88 | 18547 | Interconnect Only | 3 | 2015-01-12 | 2015-05-05 | 0 | 0 |  | Purchased
1343 | 85027 | PV Grid Tied | 26.4 | 38016 | Interconnect Only | 3 | 2015-01-26 | 2015-06-10 | 0 | 0 |  | Purchased
1344 | 85027 | PV Grid Tied | 15.675 | 22572 | Interconnect Only | 3 | 2015-01-26 | 2015-06-10 | 0 | 0 |  | Purchased
1345 | 85251 | PV Grid Tied | 19.2 | 27648 | Interconnect Only | 3 | 2015-02-04 | 2015-10-23 | 0 | 0 | Sky High Energy | Purchased
1346 | 85364 | PV Grid Tied | 23.66 | 34070 | Interconnect Only | 3 | 2015-02-12 | 2015-03-03 | 0 | 0 | Yuma Solar | Purchased
1347 | 85364 | PV Grid Tied | 20.8 | 29952 | Interconnect Only | 3 | 2015-02-12 | 2015-03-12 | 0 | 0 | Yuma Solar | Purchased
1348 | 86335 | PV Grid Tied | 1.4 | 2016 | Interconnect Only | 3 | 2015-02-26 | 2015-07-23 | 0 | 0 | DOI, NPS, WASO - WCP Contracting | Purchased
1349 | 85017 | PV Grid Tied | 27 | 38880 | Interconnect Only | 3 | 2015-03-16 | 2015-04-02 | 0 | 0 | Sun Valley Solar Solutions, LLC | Purchased
1350 | 85383 | PV Grid Tied | 35.34 | 50890 | Interconnect Only | 3 | 2015-03-23 | 2015-06-11 | 0 | 0 | E3Technologies | Purchased
1351 | 85607 | PV Grid Tied | 40.8 | 58752 | Interconnect Only | 3 | 2015-03-25 | 2015-09-09 | 0 | 0 |  | Purchased
1352 | 85012 | PV Grid Tied | 94.08 | 135475 | Interconnect Only | 3 | 2015-03-26 | 2015-08-12 | 0 | 0 |  | Purchased
1353 | 85281 | PV Grid Tied | 15.86 | 22838 | Interconnect Only | 3 | 2015-03-30 | 2015-07-22 | 0 | 0 | Clean Energy Constructors | Purchased
1354 | 86327 | PV Grid Tied | 25.48 | 36691 | Interconnect Only | 3 | 2015-04-10 | 2015-07-08 | 0 | 0 | Kevin Lollar Electric | Purchased
1355 | 85364 | PV Grid Tied | 75 | 108000 | Interconnect Only | 3 | 2015-04-23 | 2015-08-07 | 0 | 0 | Smart Solar Solutions | Purchased
1356 | 85335 | PV Grid Tied | 12.24 | 17626 | Interconnect Only | 3 | 2015-05-01 | 2015-08-05 | 0 | 0 |  | Purchased
1357 | 85335 | PV Grid Tied | 42.48 | 61171 | Interconnect Only | 3 | 2015-05-12 | 2015-07-01 | 0 | 0 |  | Purchased
1358 | 86335 | PV Grid Tied | 36.89 | 53122 | Interconnect Only | 3 | 2015-05-14 | 2015-09-14 | 0 | 0 | Baumgartner Electric | Purchased
1359 | 85301 | PV Grid Tied | 37.44 | 53914 | Interconnect Only | 3 | 2015-05-20 | 2015-08-05 | 0 | 0 |  | Purchased
1360 | 85173 | PV Grid Tied | 15 | 21600 | Interconnect Only | 3 | 2015-05-20 | 2015-09-11 | 0 | 0 |  | Purchased
1361 | 85173 | PV Grid Tied | 56 | 80640 | Interconnect Only | 3 | 2015-05-20 | 2015-09-11 | 0 | 0 |  | Purchased
1362 | 85173 | PV Grid Tied | 66.5 | 95760 | Interconnect Only | 3 | 2015-05-20 | 2015-09-11 | 0 | 0 |  | Purchased
1363 | 86028 | PV Grid Tied | 7.28 | 10483 | Interconnect Only | 3 | 2015-05-26 | 2015-10-13 | 0 | 0 |  | Purchased
1364 | 86028 | PV Grid Tied | 10.92 | 15725 | Interconnect Only | 3 | 2015-05-26 | 2015-10-13 | 0 | 0 |  | Purchased
1365 | 85365 | PV Grid Tied | 74.4 | 107136 | Interconnect Only | 3 | 2015-06-05 | 2015-08-20 | 0 | 0 | Sun Valley Solar Solutions | Purchased
1366 | 85335 | PV Grid Tied | 60.39 | 86962 | Interconnect Only | 3 | 2015-06-11 | 2015-08-05 | 0 | 0 |  | Purchased
1367 | 85541 | PV Grid Tied | 35.955 | 51775 | Interconnect Only | 3 | 2015-06-15 | 2015-09-24 | 0 | 0 |  | Purchased
1368 | 85132 | PV Grid Tied | 30.345 | 43697 | Interconnect Only | 3 | 2015-06-16 | 2015-07-15 | 0 | 0 |  | Purchased
1369 | 85364 | PV Grid Tied | 75 | 108000 | Interconnect Only | 3 | 2015-06-17 | 2015-09-11 | 0 | 0 | Corbins Electric | Purchased
1370 | 85603 | PV Grid Tied | 3.12 | 4493 | Interconnect Only | 3 | 2015-06-18 | 2015-09-02 | 0 | 0 |  | Purchased
1371 | 85014 | PV Grid Tied | 67.08 | 96595 | Interconnect Only | 3 | 2015-06-26 | 2015-09-09 | 0 | 0 | Wilson Electric Services Corp | Purchased
1372 | 85253 | PV Grid Tied | 15.66 | 22550 | Interconnect Only | 3 | 2015-07-01 | 2014-06-05 | 0 | 0 |  | Purchased
1373 | 85364 | PV Grid Tied | 292.8 | 421632 | Interconnect Only | 3 | 2015-07-09 | 2015-09-30 | 0 | 0 | Solon Corporation | Purchased
1374 | 86351 | PV Grid Tied | 5.2 | 7488 | Interconnect Only | 3 | 2015-07-15 | 2015-10-12 | 0 | 0 | Verde Solar Power | Purchased
1375 | 85254 | PV Grid Tied | 91.8 | 132192 | Interconnect Only | 3 | 2015-07-27 | 2015-10-16 | 0 | 0 |  | Purchased
1376 | 85254 | PV Grid Tied | 165.24 | 237946 | Interconnect Only | 3 | 2015-07-24 | 2015-10-16 | 0 | 0 |  | Purchased
1377 | 86004 | PV Grid Tied | 9.36 | 13478 | Interconnect Only | 3 | 2015-08-06 | 2015-09-14 | 0 | 0 |  | Purchased
1378 | 85020 | PV Grid Tied | 22.4 | 32256 | Interconnect Only | 3 | 2015-07-31 | 2015-09-28 | 0 | 0 | Photovoltaic Systems Mfg LLC | Purchased
1379 | 85395 | PV Grid Tied | 1050.84 | 1513210 | Interconnect Only | 3 | 2015-08-11 | 2016-02-10 | 0 | 0 |  | Purchased
1380 | 85395 | PV Grid Tied | 1050.84 | 1513210 | Interconnect Only | 3 | 2015-08-11 | 2016-02-10 | 0 | 0 |  | Purchased
1381 | 86314 | PV Grid Tied | 59.67 | 85925 | Interconnect Only | 3 | 2015-07-29 | 2015-10-19 | 0 | 0 |  | Purchased
1382 | 86004 | PV Grid Tied | 94.5 | 136080 | Interconnect Only | 3 | 2015-08-13 | 2015-11-18 | 0 | 0 |  | Purchased
1383 | 85020 | PV Grid Tied | 360.36 | 518918 | Interconnect Only | 3 | 2015-08-19 | 2015-12-21 | 0 | 0 |  | Purchased
1384 | 85260 | PV Grid Tied | 318.24 | 458266 | Interconnect Only | 3 | 2015-08-19 | 2015-12-21 | 0 | 0 |  | Purchased
1385 | 85254 | PV Grid Tied | 47.58 | 68515 | Interconnect Only | 3 | 2015-08-25 | 2016-08-05 | 0 | 0 | Solar Electric Systems and Products | Purchased
1386 | 85266 | PV Grid Tied | 4.14 | 5962 | Interconnect Only | 3 | 2015-09-08 | 2015-12-18 | 0 | 0 |  | Purchased
1387 | 85266 | PV Grid Tied | 15.525 | 22356 | Interconnect Only | 3 | 2015-09-08 | 2015-12-18 | 0 | 0 |  | Purchased
1388 | 85266 | PV Grid Tied | 22.08 | 31795 | Interconnect Only | 3 | 2015-09-08 | 2015-12-18 | 0 | 0 |  | Purchased
1389 | 85331 | PV Grid Tied | 7.848 | 11301 | Interconnect Only | 3 | 2015-09-17 | 2015-09-09 | 0 | 0 |  | Purchased
1390 | 85364 | PV Grid Tied | 84.94 | 122314 | Interconnect Only | 3 | 2015-09-17 | 2015-12-23 | 0 | 0 | Wilson Electric Services Corp | Purchased
1391 | 85254 | PV Grid Tied | 9.01 | 12974 | Interconnect Only | 3 | 2015-10-01 | 2015-12-04 | 0 | 0 |  | Purchased
1392 | 85310 | PV Grid Tied | 19.5 | 28080 | Interconnect Only | 3 | 2015-10-16 | 2016-06-17 | 0 | 0 | e3Technologies LLC | Purchased
1393 | 85253 | PV Grid Tied | 9.15 | 13176 | Interconnect Only | 3 | 2015-10-13 | 2015-12-31 | 0 | 0 | Lavoie Electric | Purchased
1394 | 85253 | PV Grid Tied | 18.91 | 27230 | Interconnect Only | 3 | 2015-10-14 | 2015-12-31 | 0 | 0 | Lavoie Electric | Purchased
1395 | 86314 | PV Grid Tied | 279 | 401760 | Interconnect Only | 3 | 2015-11-06 | 2016-09-29 | 0 | 0 |  | Purchased
1396 | 85388 | PV Grid Tied | 424.08 | 610675 | Interconnect Only | 3 | 2015-11-09 | 2016-09-28 | 0 | 0 |  | Purchased
1397 | 85901 | PV Grid Tied | 12.48 | 17971 | Interconnect Only | 3 | 2015-10-26 | 2016-01-26 | 0 | 0 |  | Purchased
1398 | 85009 | PV Grid Tied | 222.58 | 320515 | Interconnect Only | 3 | 2015-12-10 | 2015-12-28 | 0 | 0 |  | Purchased
1399 | 85382 | PV Grid Tied | 332.01 | 478094 | Interconnect Only | 3 | 2015-12-02 | 2017-05-19 | 0 | 0 |  | Purchased
1400 | 85374 | PV Grid Tied | 405.79 | 584338 | Interconnect Only | 3 | 2015-12-02 | 2016-09-26 | 0 | 0 |  | Purchased
1401 | 85232 | PV Grid Tied | 2174.95 | 3131928 | Interconnect Only | 3 | 2015-12-09 | 2018-11-28 | 0 | 0 |  | Purchased
1402 | 86045 | PV Grid Tied | 23.85 | 34344 | Interconnect Only | 3 | 2015-12-04 | 2017-09-05 | 0 | 0 | Brycon Corporation | Purchased
1403 | 85029 | PV Grid Tied | 243.27 | 350309 | Interconnect Only | 3 | 2015-12-15 | 2016-05-04 | 0 | 0 |  | Purchased
1404 | 85051 | PV Grid Tied | 237.15 | 341496 | Interconnect Only | 3 | 2015-12-02 | 2016-04-25 | 0 | 0 | Solar Electric Systems and Products | Purchased
1405 | 85335 | PV Grid Tied | 96.39 | 138802 | Interconnect Only | 3 | 2015-12-22 | 2016-02-08 | 0 | 0 |  | Purchased
1406 | 85266 | PV Grid Tied | 79.56 | 114566 | Interconnect Only | 3 | 2015-12-24 | 2016-03-04 | 0 | 0 |  | Purchased
1407 | 85020 | PV Grid Tied | 39.24 | 56506 | Interconnect Only | 3 | 2016-01-04 | 2016-02-01 | 0 | 0 | CEC Contractors | Purchased
1408 | 85607 | PV Grid Tied | 12.48 | 17971 | Interconnect Only | 3 | 2016-01-07 | 2016-04-27 | 0 | 0 |  | Purchased
1409 | 86004 | PV Grid Tied | 4.275 | 6156 | Interconnect Only | 3 | 2015-12-18 | 2018-06-05 | 0 | 0 |  | Purchased
1410 | 85383 | PV Grid Tied | 44.2 | 63648 | Interconnect Only | 3 | 2016-02-15 | 2016-04-04 | 0 | 0 |  | Purchased
1411 | 85281 | Solar Plus Battery | 6.36 | 9158 | Interconnect Only | 3 | 2016-02-19 | 2016-08-04 | 0 | 0 | NewGrid Inc. | Purchased
1412 | 85013 | PV Grid Tied | 37.18 | 53539 | Interconnect Only | 3 | 2016-02-26 | 2016-05-24 | 0 | 0 | Cambio Energy, Inc. | Purchased
1413 | 85541 | PV Grid Tied | 12.24 | 17626 | Interconnect Only | 3 | 2016-03-01 | 2016-05-05 | 0 | 0 |  | Purchased
1414 | 85541 | PV Grid Tied | 15.3 | 22032 | Interconnect Only | 3 | 2016-03-01 | 2016-05-05 | 0 | 0 | SUNRENU SOLAR, LLC | Purchased
1415 | 85541 | PV Grid Tied | 143.25 | 206280 | Interconnect Only | 3 | 2016-02-29 | 2017-01-03 | 0 | 0 |  | Purchased
1416 | 85260 | PV Grid Tied | 20.345 | 29297 | Interconnect Only | 3 | 2016-03-02 | 2016-09-14 | 0 | 0 | K & C Electric | Purchased
1417 | 85024 | PV Grid Tied | 30.24 | 43546 | Interconnect Only | 3 | 2016-03-15 | 2016-05-24 | 0 | 0 |  | Purchased
1418 | 86004 | PV Grid Tied | 5.72 | 8237 | Interconnect Only | 3 | 2016-04-08 | 2016-06-02 | 0 | 0 |  | Purchased
1419 | 85326 | PV Grid Tied | 161.595 | 232697 | Interconnect Only | 3 | 2016-04-11 | 2016-08-12 | 0 | 0 |  | Purchased
1420 | 85260 | PV Grid Tied | 10.464 | 15068 | Interconnect Only | 3 | 2016-04-29 | 2016-06-13 | 0 | 0 |  | Purchased
1421 | 85323 | PV Grid Tied | 27.405 | 39463 | Interconnect Only | 3 | 2016-05-02 | 2016-12-07 | 0 | 0 |  | Purchased
1422 | 85338 | PV Grid Tied | 144.9 | 208656 | Interconnect Only | 3 | 2016-05-02 | 2016-06-16 | 0 | 0 | K2 Electric Inc. | Purchased
1423 | 85251 | PV Grid Tied | 27.03 | 38923 | Interconnect Only | 3 | 2016-05-27 | 2016-10-12 | 0 | 0 | Baker Solar and Electric | Purchased
1424 | 85365 | PV Grid Tied | 64.8 | 93312 | Interconnect Only | 3 | 2016-05-31 | 2016-07-07 | 0 | 0 | Yuma Solar | Purchased
1425 | 85346 | PV Grid Tied | 41.76 | 60134 | Interconnect Only | 3 | 2016-06-01 | 2016-11-02 | 0 | 0 |  | Purchased
1426 | 85346 | PV Grid Tied | 28.71 | 41342 | Interconnect Only | 3 | 2016-06-01 | 2016-11-02 | 0 | 0 |  | Purchased
1427 | 85137 | PV Grid Tied | 38.88 | 55987 | Interconnect Only | 3 | 2016-06-07 | 2016-10-04 | 0 | 0 |  | Purchased
1428 | 85029 | PV Grid Tied | 90 | 129600 | Interconnect Only | 3 | 2016-06-09 | 2016-09-14 | 0 | 0 |  | Purchased
1429 | 85392 | PV Grid Tied | 68.04 | 97978 | Interconnect Only | 3 | 2016-06-20 | 2016-08-05 | 0 | 0 | ABCO Solar | Purchased
1430 | 86336 | PV Grid Tied | 5.64 | 8122 | Interconnect Only | 3 | 2016-06-25 | 2016-12-06 | 0 | 0 | Page Springs Electric | Purchased
1431 | 85251 | PV Grid Tied | 12.753 | 18364 | Interconnect Only | 3 | 2016-07-28 | 2016-12-27 | 0 | 0 |  | Purchased
1432 | 85383 | PV Grid Tied | 842.27 | 1212869 | Interconnect Only | 3 | 2016-06-24 | 2017-02-12 | 0 | 0 | Strategic Solar Energy, LLC. | Purchased
1433 | 85337 | PV Grid Tied | 121 | 174240 | Interconnect Only | 3 | 2016-07-11 | 2016-10-20 | 0 | 0 |  | Purchased
1434 | 85309 | PV Grid Tied | 3704.22 | 5334077 | Interconnect Only | 3 | 2016-07-12 | 2018-04-06 | 0 | 0 | SolarCity | Purchased
1435 | 85364 | PV Grid Tied | 9.8 | 14112 | Interconnect Only | 3 | 2016-07-11 | 2016-08-30 | 0 | 0 | Yuma Solar | Purchased
1436 | 85364 | PV Grid Tied | 6.16 | 8870 | Interconnect Only | 3 | 2016-07-11 | 2016-08-30 | 0 | 0 | Yuma Solar | Purchased
1437 | 85364 | PV Grid Tied | 17.64 | 25402 | Interconnect Only | 3 | 2016-07-11 | 2016-08-30 | 0 | 0 | Yuma Solar | Purchased
1438 | 85326 | PV Grid Tied | 126 | 181440 | Interconnect Only | 3 | 2016-07-27 | 2016-10-18 | 0 | 0 |  | Purchased
1439 | 85122 | PV Grid Tied | 12.48 | 17971 | Interconnect Only | 3 | 2016-08-01 | 2016-09-14 | 0 | 0 |  | Purchased
1440 | 85006 | PV Grid Tied | 12.81 | 18446 | Interconnect Only | 3 | 2016-08-03 | 2017-03-20 | 0 | 0 |  | Purchased
1441 | 85006 | PV Grid Tied | 3.965 | 5710 | Interconnect Only | 3 | 2016-08-03 | 2017-04-03 | 0 | 0 |  | Purchased
1442 | 85365 | PV Grid Tied | 104.16 | 149990 | Interconnect Only | 3 | 2016-08-15 | 2016-12-22 | 0 | 0 | Yuma Solar | Purchased
1443 | 85260 | PV Grid Tied | 486.4 | 700416 | Interconnect Only | 3 | 2016-08-25 | 2018-04-25 | 0 | 0 |  | Purchased
1444 | 85395 | PV Grid Tied | 638.4 | 919296 | Interconnect Only | 3 | 2016-08-25 | 2018-02-09 | 0 | 0 |  | Purchased
1445 | 85365 | PV Grid Tied | 723.52 | 1041869 | Interconnect Only | 3 | 2016-08-25 | 2018-03-30 | 0 | 0 |  | Purchased
1446 | 85251 | PV Grid Tied | 11.96 | 17222 | Interconnect Only | 3 | 2016-08-31 | 2016-12-15 | 0 | 0 |  | Purchased
1447 | 85034 | PV Grid Tied | 43.68 | 62899 | Interconnect Only | 3 | 2016-09-13 | 2016-10-21 | 0 | 0 | Harmon Electric Inc. | Purchased
1448 | 85085 | PV Grid Tied | 842.27 | 1212869 | Interconnect Only | 3 | 2016-09-13 | 2017-04-07 | 0 | 0 | Strategic Solar Energy, LLC. | Purchased
1449 | 85006 | PV Grid Tied | 3.965 | 5710 | Interconnect Only | 3 | 2016-09-23 | 2017-04-03 | 0 | 0 |  | Purchased
1450 | 85003 | PV Grid Tied | 10.6 | 15264 | Interconnect Only | 3 | 2016-09-27 | 2017-03-10 | 0 | 0 | Blazing Sky Energy Group | Purchased
1451 | 85375 | PV Grid Tied | 102.96 | 148262 | Interconnect Only | 3 | 2016-10-11 | 2016-12-14 | 0 | 0 | Harmon Electric Inc. | Purchased
1452 | 86325 | PV Grid Tied | 20.52 | 29549 | Interconnect Only | 3 | 2016-10-11 | 2016-12-21 | 0 | 0 |  | Purchased
1453 | 86001 | PV Grid Tied | 9.28 | 13363 | Interconnect Only | 3 | 2016-11-01 | 2017-01-09 | 0 | 0 |  | Purchased
1454 | 85383 | PV Grid Tied | 949.62 | 1367453 | Interconnect Only | 3 | 2016-11-01 | 2018-03-12 | 0 | 0 |  | Purchased
1455 | 85022 | PV Grid Tied | 994.84 | 1432570 | Interconnect Only | 3 | 2016-11-17 | 2018-03-05 | 0 | 0 |  | Purchased
1456 | 86305 | PV Grid Tied | 89.7 | 129168 | Interconnect Only | 3 | 2016-11-22 | 2017-07-31 | 0 | 0 |  | Purchased
1457 | 86305 | PV Grid Tied | 159.9 | 230256 | Interconnect Only | 3 | 2016-11-22 | 2017-08-09 | 0 | 0 |  | Purchased
1458 | 86001 | PV Grid Tied | 13.16 | 18950 | Interconnect Only | 3 | 2016-11-30 | 2017-02-13 | 0 | 0 |  | Purchased
1459 | 85541 | PV Grid Tied | 127 | 182880 | Interconnect Only | 3 | 2016-12-14 | 2017-02-16 | 0 | 0 |  | Purchased
1460 | 85086 | PV Grid Tied | 7.28 | 10483 | Interconnect Only | 3 | 2016-12-20 | 2017-02-01 | 0 | 0 | Harmon Electric | Purchased
1461 | 85086 | PV Grid Tied | 18.72 | 26957 | Interconnect Only | 3 | 2016-12-20 | 2017-01-23 | 0 | 0 | Harmon Electric | Purchased
1462 | 85086 | PV Grid Tied | 9.36 | 13478 | Interconnect Only | 3 | 2016-12-20 | 2017-01-23 | 0 | 0 | Harmon Electric | Purchased
1463 | 85086 | PV Grid Tied | 7.28 | 10483 | Interconnect Only | 3 | 2016-12-20 | 2017-01-23 | 0 | 0 | Harmon Electric | Purchased
1464 | 85607 | PV Grid Tied | 15.6 | 22464 | Interconnect Only | 3 | 2016-12-23 | 2017-12-13 | 0 | 0 | Sierra Vista Signs, LLC | Purchased
1465 | 85365 | PV Grid Tied | 102.06 | 146966 | Interconnect Only | 3 | 2017-01-10 | 2017-04-06 | 0 | 0 | Sol-Up USA, LLC | Purchased
1466 | 85258 | PV Grid Tied | 7.56 | 10886 | Interconnect Only | 3 | 2017-01-10 | 2017-09-08 | 0 | 0 |  | Purchased
1467 | 85258 | PV Grid Tied | 2.16 | 3110 | Interconnect Only | 3 | 2017-01-10 | 2017-09-08 | 0 | 0 |  | Purchased
1468 | 85338 | PV Grid Tied | 1144 | 1647360 | Interconnect Only | 3 | 2017-01-18 | 2017-06-29 | 0 | 0 |  | Purchased
1469 | 85086 | PV Grid Tied | 97.2 | 139968 | Interconnect Only | 3 | 2017-01-12 | 2017-05-19 | 0 | 0 |  | Purchased
1470 | 85335 | PV Grid Tied | 94.5 | 136080 | Interconnect Only | 3 | 2017-01-13 | 2017-04-05 | 0 | 0 |  | Purchased
1471 | 85137 | PV Grid Tied | 2.16 | 3110 | Interconnect Only | 3 | 2017-02-02 | 2018-07-16 | 0 | 0 |  | Purchased
1472 | 85307 | PV Grid Tied | 170.1 | 244944 | Interconnect Only | 3 | 2017-02-06 | 2017-06-23 | 0 | 0 |  | Purchased
1473 | 85307 | PV Grid Tied | 132.3 | 190512 | Interconnect Only | 3 | 2017-02-06 | 2017-06-23 | 0 | 0 |  | Purchased
1474 | 85034 | PV Grid Tied | 72.8 | 104832 | Interconnect Only | 3 | 2017-02-06 | 2017-04-24 | 0 | 0 | Harmon Electric | Purchased
1475 | 85003 | PV Grid Tied | 188.1 | 270864 | Interconnect Only | 3 | 2017-02-06 | 2017-11-29 | 0 | 0 | Ameresco Inc. | Purchased
1476 | 85022 | PV Grid Tied | 338.772 | 487832 | Interconnect Only | 3 | 2017-02-06 | 2017-04-17 | 0 | 0 | Empire Renewable Energy, LLC | Purchased
1477 | 85132 | PV Grid Tied | 20.52 | 29549 | Interconnect Only | 3 | 2017-02-13 | 2017-08-18 | 0 | 0 |  | Purchased
1478 | 85346 | PV Grid Tied | 2.6 | 3744 | Interconnect Only | 3 | 2017-02-14 | 2017-04-13 | 0 | 0 |  | Purchased
1479 | 86301 | PV Grid Tied | 59.85 | 86184 | Interconnect Only | 3 | 2017-02-21 | 2017-06-23 | 0 | 0 |  | Purchased
1480 | 86004 | PV Grid Tied | 73.36 | 105638 | Interconnect Only | 3 | 2017-02-24 | 2017-08-22 | 0 | 0 |  | Purchased
1481 | 85382 | PV Grid Tied | 245.385 | 353354 | Interconnect Only | 3 | 2017-02-28 | 2017-11-30 | 0 | 0 |  | Purchased
1482 | 85013 | PV Grid Tied | 39 | 56160 | Interconnect Only | 3 | 2017-01-31 | 2017-11-01 | 0 | 0 |  | Purchased
1483 | 85013 | PV Grid Tied | 157.3 | 226512 | Interconnect Only | 3 | 2017-01-31 | 2017-11-01 | 0 | 0 |  | Purchased
1484 | 85013 | PV Grid Tied | 29.9 | 43056 | Interconnect Only | 3 | 2017-01-31 | 2017-11-01 | 0 | 0 |  | Purchased
1485 | 85357 | PV Grid Tied | 3.99 | 5746 | Interconnect Only | 3 | 2017-03-01 | 2019-06-25 | 0 | 0 |  | Purchased
1486 | 85337 | PV Grid Tied | 4.56 | 6566 | Interconnect Only | 4 | 2017-03-01 | 2019-06-27 | 0 | 0 |  | Purchased
1487 | 85027 | PV Grid Tied | 255.36 | 367718 | Interconnect Only | 3 | 2017-03-02 | 2018-03-05 | 0 | 0 | Common Wealth Electric | Purchased
1488 | 85395 | PV Grid Tied | 6.48 | 9331 | Interconnect Only | 3 | 2017-03-17 | 2017-08-04 | 0 | 0 |  | Purchased
1489 | 85395 | PV Grid Tied | 5.4 | 7776 | Interconnect Only | 3 | 2017-03-17 | 2017-08-04 | 0 | 0 |  | Purchased
1490 | 85395 | PV Grid Tied | 5.94 | 8554 | Interconnect Only | 3 | 2017-03-17 | 2017-08-04 | 0 | 0 |  | Purchased
1491 | 85379 | PV Grid Tied | 52.65 | 75816 | Interconnect Only | 3 | 2017-04-05 | 2017-05-22 | 0 | 0 |  | Purchased
1492 | 86336 | PV Grid Tied | 22.68 | 32659 | Interconnect Only | 3 | 2017-04-06 | 2017-06-06 | 0 | 0 |  | Purchased
1493 | 86336 | PV Grid Tied | 26.46 | 38102 | Interconnect Only | 3 | 2017-04-06 | 2017-06-06 | 0 | 0 |  | Purchased
1494 | 86336 | PV Grid Tied | 17.01 | 24494 | Interconnect Only | 3 | 2017-04-06 | 2017-06-06 | 0 | 0 |  | Purchased
1495 | 85014 | PV Grid Tied | 20.1 | 28944 | Interconnect Only | 3 | 2017-04-12 | 2017-06-29 | 0 | 0 |  | Purchased
1496 | 85021 | PV Grid Tied | 103.36 | 148838 | Interconnect Only | 3 | 2017-04-12 | 2017-08-01 | 0 | 0 |  | Purchased
1497 | 85131 | PV Grid Tied | 44.22 | 63677 | Interconnect Only | 3 | 2017-04-14 | 2017-11-16 | 0 | 0 |  | Purchased
1498 | 85009 | PV Grid Tied | 31.72 | 45677 | Interconnect Only | 3 | 2017-05-01 | 2017-06-08 | 0 | 0 |  | Purchased
1499 | 85023 | PV Grid Tied | 32.4 | 46656 | Interconnect Only | 3 | 2017-05-03 | 2017-08-01 | 0 | 0 |  | Purchased
1500 | 85122 | PV Grid Tied | 842.4 | 1213056 | Interconnect Only | 3 | 2017-05-09 | 2017-12-19 | 0 | 0 | Smart Solar Solutions, LLC. | Purchased
1501 | 85122 | PV Grid Tied | 296.4 | 426816 | Interconnect Only | 3 | 2017-05-09 | 2017-12-14 | 0 | 0 | Smart Solar Solutions, LLC. | Purchased
1502 | 85017 | PV Grid Tied | 104.31 | 150206 | Interconnect Only | 3 | 2017-05-23 | 2018-04-02 | 0 | 0 | Clean Energy Systems | Purchased
1503 | 85017 | PV Grid Tied | 15.39 | 22162 | Interconnect Only | 3 | 2017-05-23 | 2018-04-02 | 0 | 0 | Clean Energy Systems | Purchased
1504 | 85128 | PV Grid Tied | 56.7 | 81648 | Interconnect Only | 3 | 2017-06-06 | 2017-09-14 | 0 | 0 |  | Purchased
1505 | 85251 | PV Grid Tied | 7.2 | 10368 | Interconnect Only | 3 | 2017-06-09 | 2017-09-22 | 0 | 0 |  | Purchased
1506 | 85260 | PV Grid Tied | 7.28 | 10483 | Interconnect Only | 3 | 2017-06-12 | 2017-09-11 | 0 | 0 |  | Purchased
1507 | 86034 | PV Grid Tied | 5.13 | 7387 | Interconnect Only | 3 | 2017-06-20 | 2018-10-25 | 0 | 0 | Happy Home Systems | Purchased
1508 | 85034 | PV Grid Tied | 29.5 | 42480 | Interconnect Only | 3 | 2017-06-22 | 2017-10-12 | 0 | 0 |  | Purchased
1509 | 85022 | PV Grid Tied | 590.86 | 850838 | Interconnect Only | 3 | 2017-06-22 | 2017-12-08 | 0 | 0 | Strategic Solar Energy, LLC | Purchased
1510 | 86324 | PV Grid Tied | 79.2 | 114048 | Interconnect Only | 3 | 2017-06-23 | 2018-04-03 | 0 | 0 |  | Purchased
1511 | 86326 | PV Grid Tied | 33.8 | 48672 | Interconnect Only | 3 | 2017-06-23 | 2017-10-31 | 0 | 0 |  | Purchased
1512 | 86326 | PV Grid Tied | 30.55 | 43992 | Interconnect Only | 3 | 2017-06-23 | 2017-10-31 | 0 | 0 |  | Purchased
1513 | 86322 | PV Grid Tied | 10.725 | 15444 | Interconnect Only | 3 | 2017-06-26 | 2017-10-30 | 0 | 0 |  | Purchased
1514 | 86322 | PV Grid Tied | 14.3 | 20592 | Interconnect Only | 3 | 2017-06-26 | 2017-10-30 | 0 | 0 |  | Purchased
1515 | 86322 | PV Grid Tied | 31.2 | 44928 | Interconnect Only | 3 | 2017-06-26 | 2017-10-30 | 0 | 0 |  | Purchased
1516 | 85022 | PV Grid Tied | 36.3 | 52272 | Interconnect Only | 3 | 2017-06-29 | 2018-12-27 | 0 | 0 |  | Purchased
1517 | 85260 | PV Grid Tied | 92.4 | 133056 | Interconnect Only | 3 | 2017-07-11 | 2017-12-04 | 0 | 0 |  | Purchased
1518 | 85603 | PV Grid Tied | 3.36 | 4838 | Interconnect Only | 3 | 2017-07-12 | 2017-12-21 | 0 | 0 |  | Purchased
1519 | 85335 | PV Grid Tied | 65.28 | 94003 | Interconnect Only | 3 | 2017-07-12 | 2017-12-28 | 0 | 0 |  | Purchased
1520 | 85007 | PV Grid Tied | 90.785 | 130730 | Interconnect Only | 3 | 2017-07-12 | 2018-02-27 | 0 | 0 |  | Purchased
1521 | 85327 | PV Grid Tied | 21.84 | 31450 | Interconnect Only | 3 | 2017-07-13 | 2017-08-31 | 0 | 0 |  | Purchased
1522 | 85301 | PV Grid Tied | 18.9 | 27216 | Interconnect Only | 3 | 2017-07-17 | 2017-10-31 | 0 | 0 |  | Purchased
1523 | 85375 | PV Grid Tied | 11.6 | 16704 | Interconnect Only | 3 | 2017-07-21 | 2018-06-26 | 0 | 0 | PM&M Electric dba Titan Solar Power | Purchased
1524 | 85006 | PV Grid Tied | 33.6 | 48384 | Interconnect Only | 3 | 2017-07-21 | 2018-05-03 | 0 | 0 | Elevation Solar | Purchased
1525 | 85395 | PV Grid Tied | 81.07 | 116741 | Interconnect Only | 3 | 2017-07-24 | 2018-03-06 | 0 | 0 |  | Purchased
1526 | 85395 | PV Grid Tied | 108.54 | 156298 | Interconnect Only | 3 | 2017-07-25 | 2018-04-27 | 0 | 0 |  | Purchased
1527 | 85331 | PV Grid Tied | 9.01 | 12974 | Interconnect Only | 3 | 2017-07-25 | 2017-10-30 | 0 | 0 | Arizona Energy Pros | Purchased
1528 | 85395 | PV Grid Tied | 58.625 | 84420 | Interconnect Only | 3 | 2017-07-25 | 2018-03-06 | 0 | 0 |  | Purchased
1529 | 85395 | PV Grid Tied | 60.3 | 86832 | Interconnect Only | 3 | 2017-07-25 | 2018-03-06 | 0 | 0 |  | Purchased
1530 | 85395 | PV Grid Tied | 85.76 | 123494 | Interconnect Only | 3 | 2017-07-27 | 2018-04-13 | 0 | 0 |  | Purchased
1531 | 85351 | PV Grid Tied | 7.32 | 10541 | Interconnect Only | 3 | 2017-07-26 | 2018-12-05 | 0 | 0 |  | Purchased
1532 | 85351 | PV Grid Tied | 13.42 | 19325 | Interconnect Only | 3 | 2017-07-26 | 2018-12-05 | 0 | 0 |  | Purchased
1533 | 86335 | PV Grid Tied | 6.72 | 9677 | Interconnect Only | 3 | 2017-07-26 | 2017-11-03 | 0 | 0 |  | Purchased
1534 | 85350 | PV Grid Tied | 25.08 | 36115 | Interconnect Only | 3 | 2017-07-31 | 2018-01-25 | 0 | 0 |  | Purchased
1535 | 85022 | PV Grid Tied | 61.12 | 88013 | Interconnect Only | 3 | 2017-08-01 | 2018-02-22 | 0 | 0 |  | Purchased
1536 | 85022 | PV Grid Tied | 86.4 | 124416 | Interconnect Only | 3 | 2017-08-02 | 2018-02-22 | 0 | 0 |  | Purchased
1537 | 85022 | PV Grid Tied | 274.88 | 395827 | Interconnect Only | 3 | 2017-08-02 | 2018-04-25 | 0 | 0 |  | Purchased
1538 | 85029 | PV Grid Tied | 322 | 463680 | Interconnect Only | 3 | 2017-08-02 | 2018-01-25 | 0 | 0 |  | Purchased
1539 | 85022 | PV Grid Tied | 182.4 | 262656 | Interconnect Only | 3 | 2017-08-02 | 2018-04-25 | 0 | 0 |  | Purchased
1540 | 85032 | PV Grid Tied | 45.36 | 65318 | Interconnect Only | 3 | 2017-08-04 | 2017-10-31 | 0 | 0 | Harmon Electric Inc | Purchased
1541 | 85364 | PV Grid Tied | 44.46 | 64022 | Interconnect Only | 3 | 2017-08-04 | 2018-09-13 | 0 | 0 |  | Purchased
1542 | 85364 | PV Grid Tied | 25.35 | 36504 | Interconnect Only | 3 | 2017-08-10 | 2018-10-10 | 0 | 0 |  | Purchased
1543 | 85259 | PV Grid Tied | 191.76 | 276134 | Interconnect Only | 3 | 2017-08-10 | 2018-03-28 | 0 | 0 | Advanced Energy Systems, LLC | Purchased
1544 | 85375 | PV Grid Tied | 41.76 | 60134 | Interconnect Only | 3 | 2017-08-12 | 2018-03-28 | 0 | 0 | PM&M Electric dba Titan Solar Power | Purchased
1545 | 85034 | PV Grid Tied | 301.34 | 433930 | Interconnect Only | 3 | 2017-08-15 | 2018-02-22 | 0 | 0 |  | Purchased
1546 | 85034 | PV Grid Tied | 184.22 | 265277 | Interconnect Only | 3 | 2017-08-15 | 2018-07-30 | 0 | 0 |  | Purchased
1547 | 86326 | PV Grid Tied | 517.935 | 745826 | Interconnect Only | 3 | 2017-08-16 | 2018-05-25 | 0 | 0 |  | Purchased
1548 | 85349 | PV Grid Tied | 7.95 | 11448 | Interconnect Only | 3 | 2017-08-17 | 2018-03-30 | 0 | 0 |  | Purchased
1549 | 85053 | PV Grid Tied | 242.78 | 349603 | Interconnect Only | 3 | 2017-08-21 | 2018-07-30 | 0 | 0 |  | Purchased
1550 | 85053 | PV Grid Tied | 131.76 | 189734 | Interconnect Only | 3 | 2017-08-21 | 2018-08-20 | 0 | 0 |  | Purchased
1551 | 85266 | PV Grid Tied | 96 | 138240 | Interconnect Only | 3 | 2017-08-22 | 2017-12-12 | 0 | 0 |  | Purchased
1552 | 85009 | PV Grid Tied | 15.68 | 22579 | Interconnect Only | 3 | 2017-08-27 | 2017-12-28 | 0 | 0 |  | Purchased
1553 | 85009 | PV Grid Tied | 4.48 | 6451 | Interconnect Only | 3 | 2017-08-23 | 2018-02-05 | 0 | 0 |  | Purchased
1554 | 85027 | PV Grid Tied | 104.65 | 150696 | Interconnect Only | 3 | 2017-08-31 | 2017-12-05 | 0 | 0 |  | Purchased
1555 | 85027 | PV Grid Tied | 117 | 168480 | Interconnect Only | 3 | 2017-08-31 | 2017-12-05 | 0 | 0 |  | Purchased
1556 | 85374 | PV Grid Tied | 244.12 | 351533 | Interconnect Only | 3 | 2017-09-05 | 2018-07-12 | 0 | 0 | Urban Energy Solutions, Inc. | Purchased
1557 | 85365 | PV Grid Tied | 6.09 | 8770 | Interconnect Only | 3 | 2017-09-07 | 2017-12-11 | 0 | 0 |  | Purchased
1558 | 85364 | PV Grid Tied | 32.48 | 46771 | Interconnect Only | 3 | 2017-09-13 | 2018-02-08 | 0 | 0 |  | Purchased
1559 | 85365 | PV Grid Tied | 165.6 | 238464 | Interconnect Only | 3 | 2017-10-02 | 2018-08-27 | 0 | 0 | Next Generation Energy | Purchased
1560 | 85365 | PV Grid Tied | 70.38 | 101347 | Interconnect Only | 3 | 2017-10-02 | 2018-12-14 | 0 | 0 | Next Generation Energy | Purchased
1561 | 85014 | PV Grid Tied | 17.05 | 24552 | Interconnect Only | 3 | 2017-10-03 | 2017-12-21 | 0 | 0 | Energy Solution Providers, LLC | Purchased
1562 | 85016 | PV Grid Tied | 77.52 | 111629 | Interconnect Only | 3 | 2017-10-03 | 2018-07-30 | 0 | 0 |  | Purchased
1563 | 85016 | PV Grid Tied | 70.04 | 100858 | Interconnect Only | 3 | 2017-10-05 | 2018-04-12 | 0 | 0 |  | Purchased
1564 | 85365 | PV Grid Tied | 30.36 | 43718 | Interconnect Only | 3 | 2017-10-11 | 2018-05-15 | 0 | 0 | Next Generation Energy | Purchased
1565 | 85346 | PV Grid Tied | 22.08 | 31795 | Interconnect Only | 3 | 2017-10-12 | 2018-05-16 | 0 | 0 | Next Generation Energy | Purchased
1566 | 85027 | PV Grid Tied | 123.48 | 177811 | Interconnect Only | 3 | 2017-10-12 | 2017-12-27 | 0 | 0 |  | Purchased
1567 | 85034 | PV Grid Tied | 153.72 | 221357 | Interconnect Only | 3 | 2017-10-18 | 2017-12-29 | 0 | 0 |  | Purchased
1568 | 85364 | PV Grid Tied | 9.15 | 13176 | Interconnect Only | 3 | 2017-10-23 | 2018-05-24 | 0 | 0 |  | Purchased
1569 | 85364 | PV Grid Tied | 16.47 | 23717 | Interconnect Only | 3 | 2017-10-23 | 2018-05-24 | 0 | 0 |  | Purchased
1570 | 85028 | PV Grid Tied | 54.6 | 78624 | Interconnect Only | 3 | 2017-10-23 | 2018-02-09 | 0 | 0 |  | Purchased
1571 | 85028 | PV Grid Tied | 140.4 | 202176 | Interconnect Only | 3 | 2017-10-23 | 2018-02-09 | 0 | 0 |  | Purchased
1572 | 85364 | PV Grid Tied | 17.08 | 24595 | Interconnect Only | 3 | 2017-10-23 | 2018-05-24 | 0 | 0 |  | Purchased
1573 | 85260 | PV Grid Tied | 50.4 | 72576 | Interconnect Only | 3 | 2017-11-01 | 2018-01-25 | 0 | 0 | Harmon Electric Inc | Purchased
1574 | 85032 | PV Grid Tied | 23.04 | 33178 | Interconnect Only | 3 | 2017-11-06 | 2018-03-21 | 0 | 0 | Solean Energy | Purchased
1575 | 85012 | PV Grid Tied | 24.485 | 35258 | Interconnect Only | 3 | 2017-11-08 | 2018-02-12 | 0 | 0 | SKY Construction & Engineering | Purchased
1576 | 85607 | PV Grid Tied | 31.32 | 45101 | Interconnect Only | 3 | 2017-11-09 | 2017-12-21 | 0 | 0 |  | Purchased
1577 | 85032 | PV Grid Tied | 56.96 | 82022 | Interconnect Only | 3 | 2017-11-13 | 2018-05-14 | 0 | 0 | Solean Energy | Purchased
1578 | 85301 | PV Grid Tied | 93.24 | 134266 | Interconnect Only | 3 | 2017-11-13 | 2019-02-13 | 0 | 0 | SCP, LLC | Purchased
1579 | 85301 | PV Grid Tied | 26.32 | 37901 | Interconnect Only | 3 | 2017-11-13 | 2018-12-27 | 0 | 0 | SCP, LLC | Purchased
1580 | 85032 | PV Grid Tied | 32.32 | 46541 | Interconnect Only | 3 | 2017-11-13 | 2018-03-21 | 0 | 0 | Solean Energy | Purchased
1581 | 86028 | PV Grid Tied | 8.7 | 12528 | Interconnect Only | 3 | 2017-11-15 | 2018-04-06 | 0 | 0 | Affordable Solar | Purchased
1582 | 85260 | PV Grid Tied | 63.18 | 90979 | Interconnect Only | 3 | 2017-11-16 | 2018-02-20 | 0 | 0 | Nerd Power | Purchased
1583 | 85364 | PV Grid Tied | 12.2 | 17568 | Interconnect Only | 3 | 2017-11-17 | 2018-06-27 | 0 | 0 |  | Purchased
1584 | 85364 | PV Grid Tied | 9.76 | 14054 | Interconnect Only | 3 | 2017-11-27 | 2018-07-18 | 0 | 0 |  | Purchased
1585 | 85364 | PV Grid Tied | 15.86 | 22838 | Interconnect Only | 3 | 2017-11-27 | 2018-06-27 | 0 | 0 |  | Purchased
1586 | 85364 | PV Grid Tied | 30.5 | 43920 | Interconnect Only | 3 | 2017-11-27 | 2018-06-27 | 0 | 0 |  | Purchased
1587 | 85122 | PV Grid Tied | 75.2 | 108288 | Interconnect Only | 3 | 2017-11-27 | 2018-05-01 | 0 | 0 | Advanced Energy Systems, LLC | Purchased
1588 | 85253 | PV Grid Tied | 37.5 | 54000 | Interconnect Only | 3 | 2017-11-28 | 2019-10-07 | 0 | 0 | Advanced Energy Systems, LLC | Purchased
1589 | 85251 | PV Grid Tied | 5.1 | 7344 | Interconnect Only | 3 | 2017-11-28 | 2018-03-05 | 0 | 0 |  | Purchased
1590 | 85024 | PV Grid Tied | 10.83 | 15595 | Interconnect Only | 3 | 2017-11-30 | 2018-02-02 | 0 | 0 | Nerd Power | Purchased
1591 | 85032 | PV Grid Tied | 36.04 | 51898 | Interconnect Only | 3 | 2017-12-01 | 2019-06-06 | 0 | 0 | 1st Light Energy | Purchased
1592 | 86004 | PV Grid Tied | 30.24 | 43546 | Interconnect Only | 3 | 2017-12-04 | 2018-05-22 | 0 | 0 | Rooftop Solar, LLC | Purchased
1593 | 85281 | PV Grid Tied | 84.08 | 121075 | Interconnect Only | 3 | 2017-12-06 | 2018-08-09 | 0 | 0 | McCarthy Building Companies, Inc. | Purchased
1594 | 85032 | PV Grid Tied | 53.94 | 77674 | Interconnect Only | 3 | 2017-12-18 | 2019-05-24 | 0 | 0 | 1st Light Energy | Purchased
1595 | 85345 | PV Grid Tied | 115.6 | 166464 | Interconnect Only | 3 | 2017-12-20 | 2019-11-06 | 0 | 0 | 1st Light Energy | Purchased
1596 | 85383 | PV Grid Tied | 58.5 | 84240 | Interconnect Only | 3 | 2018-01-09 | 2018-11-14 | 0 | 0 | Ameresco, Inc. | Purchased
1597 | 85383 | PV Grid Tied | 67.925 | 97812 | Interconnect Only | 3 | 2018-01-09 | 2018-10-22 | 0 | 0 | Ameresco, Inc. | Purchased
1598 | 85345 | PV Grid Tied | 96.525 | 138996 | Interconnect Only | 3 | 2018-01-11 | 2018-10-30 | 0 | 0 | Ameresco, Inc. | Purchased
1599 | 85382 | PV Grid Tied | 202.475 | 291564 | Interconnect Only | 3 | 2018-01-10 | 2018-10-15 | 0 | 0 | Ameresco, Inc. | Purchased
1600 | 85383 | PV Grid Tied | 150.15 | 216216 | Interconnect Only | 3 | 2018-01-10 | 2018-09-10 | 0 | 0 | Ameresco, Inc. | Purchased
1601 | 85373 | PV Grid Tied | 1299.35 | 1871064 | Interconnect Only | 3 | 2018-01-12 | 2019-03-25 | 0 | 0 | Ameresco, Inc. | Purchased
1602 | 85373 | PV Grid Tied | 52 | 74880 | Interconnect Only | 3 | 2018-01-12 | 2018-12-05 | 0 | 0 | Ameresco, Inc. | Purchased
1603 | 86322 | PV Grid Tied | 9.6 | 13824 | Interconnect Only | 3 | 2018-01-12 | 2018-02-15 | 0 | 0 | SunRenu Solar | Purchased
1604 | 85395 | PV Grid Tied | 854 | 1229760 | Interconnect Only | 3 | 2018-01-20 | 2019-08-08 | 0 | 0 |  | Purchased
1605 | 85395 | PV Grid Tied | 1142.4 | 1645056 | Interconnect Only | 3 | 2018-01-16 | 2019-08-08 | 0 | 0 |  | Purchased
1606 | 85395 | PV Grid Tied | 806.4 | 1161216 | Interconnect Only | 3 | 2018-01-16 | 2019-08-08 | 0 | 0 |  | Purchased
1607 | 85395 | PV Grid Tied | 1142.4 | 1645056 | Interconnect Only | 3 | 2018-01-16 | 2019-08-08 | 0 | 0 |  | Purchased
1608 | 86336 | PV Grid Tied | 45.03 | 64843 | Interconnect Only | 3 | 2018-01-16 | 2018-06-21 | 0 | 0 |  | Purchased
1609 | 85014 | PV Grid Tied | 20.4 | 29376 | Interconnect Only | 3 | 2018-01-17 | 2018-11-06 | 0 | 0 |  | Purchased
1610 | 86301 | PV Grid Tied | 5.51 | 7934 | Interconnect Only | 3 | 2018-01-19 | 2018-06-07 | 0 | 0 |  | Purchased
1611 | 85345 | PV Grid Tied | 279.825 | 402948 | Interconnect Only | 3 | 2018-01-19 | 2018-09-04 | 0 | 0 | Ameresco, Inc. | Purchased
1612 | 85382 | PV Grid Tied | 16.2 | 23328 | Interconnect Only | 3 | 2018-01-22 | 2018-08-20 | 0 | 0 | PM&M Electric dba Titan Solar Power | Purchased
1613 | 85034 | PV Grid Tied | 44.1 | 63504 | Interconnect Only | 3 | 2018-01-29 | 2018-07-03 | 0 | 0 |  | Purchased
1614 | 86004 | PV Grid Tied | 29.5 | 42480 | Interconnect Only | 3 | 2018-01-30 | 2018-06-20 | 0 | 0 |  | Purchased
1615 | 86004 | PV Grid Tied | 83.78 | 120643 | Interconnect Only | 3 | 2018-01-30 | 2018-06-28 | 0 | 0 |  | Purchased
1616 | 85016 | PV Grid Tied | 74.34 | 107050 | Interconnect Only | 3 | 2018-01-31 | 2018-05-14 | 0 | 0 |  | Purchased
1617 | 85016 | PV Grid Tied | 56.64 | 81562 | Interconnect Only | 3 | 2018-01-30 | 2018-05-16 | 0 | 0 |  | Purchased
1618 | 85016 | PV Grid Tied | 82.6 | 118944 | Interconnect Only | 3 | 2018-01-31 | 2018-05-14 | 0 | 0 |  | Purchased
1619 | 85017 | PV Grid Tied | 273.65 | 394056 | Interconnect Only | 3 | 2018-02-05 | 2019-02-13 | 0 | 0 |  | Purchased
1620 | 85382 | PV Grid Tied | 133.96 | 192902 | Interconnect Only | 3 | 2018-02-12 | 2019-07-17 | 0 | 0 |  | Purchased
1621 | 85028 | PV Grid Tied | 33.28 | 47923 | Interconnect Only | 3 | 2018-02-12 | 2019-05-24 | 0 | 0 |  | Purchased
1622 | 85338 | PV Grid Tied | 170.52 | 245549 | Interconnect Only | 3 | 2018-02-16 | 2019-01-31 | 0 | 0 |  | Purchased
1623 | 85338 | PV Grid Tied | 167.04 | 240538 | Interconnect Only | 3 | 2018-02-15 | 2018-11-06 | 0 | 0 |  | Purchased
1624 | 85338 | PV Grid Tied | 23.2 | 33408 | Interconnect Only | 3 | 2018-02-15 | 2019-01-18 | 0 | 0 |  | Purchased
1625 | 85338 | PV Grid Tied | 12.76 | 18374 | Interconnect Only | 3 | 2018-02-15 | 2018-11-06 | 0 | 0 |  | Purchased
1626 | 85016 | PV Grid Tied | 67.26 | 96854 | Interconnect Only | 3 | 2018-02-19 | 2018-05-14 | 0 | 0 |  | Purchased
1627 | 85032 | PV Grid Tied | 97.5 | 140400 | Interconnect Only | 3 | 2018-02-21 | 2018-06-11 | 0 | 0 |  | Purchased
1628 | 85382 | PV Grid Tied | 427.52 | 615629 | Interconnect Only | 3 | 2018-02-23 | 2018-10-15 | 0 | 0 |  | Purchased
1629 | 85382 | PV Grid Tied | 259.2 | 373248 | Interconnect Only | 3 | 2018-02-23 | 2018-10-15 | 0 | 0 |  | Purchased
1630 | 85308 | PV Grid Tied | 86.4 | 124416 | Interconnect Only | 3 | 2018-02-23 | 2018-10-15 | 0 | 0 |  | Purchased
1631 | 85308 | PV Grid Tied | 158.4 | 228096 | Interconnect Only | 3 | 2018-02-23 | 2018-10-15 | 0 | 0 |  | Purchased
1632 | 85301 | PV Grid Tied | 19.8 | 28512 | Interconnect Only | 3 | 2018-02-26 | 2018-10-22 | 0 | 0 |  | Purchased
1633 | 85301 | PV Grid Tied | 17.82 | 25661 | Interconnect Only | 3 | 2018-02-26 | 2018-10-22 | 0 | 0 |  | Purchased
1634 | 85301 | PV Grid Tied | 17.82 | 25661 | Interconnect Only | 3 | 2018-02-26 | 2018-10-22 | 0 | 0 |  | Purchased
1635 | 85301 | PV Grid Tied | 57.42 | 82685 | Interconnect Only | 3 | 2018-02-26 | 2018-06-15 | 0 | 0 |  | Purchased
1636 | 85301 | PV Grid Tied | 123.75 | 178200 | Interconnect Only | 3 | 2018-02-26 | 2018-07-05 | 0 | 0 |  | Purchased
1637 | 85365 | PV Grid Tied | 36 | 51840 | Interconnect Only | 3 | 2018-03-01 | 2019-04-29 | 0 | 0 | Cacy Electric | Purchased
1638 | 85034 | PV Grid Tied | 3.12 | 4493 | Interconnect Only | 3 | 2018-03-02 | 2019-05-08 | 0 | 0 |  | Purchased
1639 | 85034 | PV Grid Tied | 1.56 | 2246 | Interconnect Only | 3 | 2018-03-02 | 2019-04-23 | 0 | 0 |  | Purchased
1640 | 86001 | PV Grid Tied | 7.15 | 10296 | Interconnect Only | 3 | 2018-03-07 | 2018-04-10 | 0 | 0 | Green Earth Energy & Environmental Inc | Purchased
1641 | 85382 | PV Grid Tied | 17.92 | 25805 | Interconnect Only | 3 | 2018-03-08 | 2018-07-09 | 0 | 0 |  | Purchased
1642 | 85258 | PV Grid Tied | 12 | 17280 | Interconnect Only | 3 | 2018-03-08 | 2018-04-13 | 0 | 0 |  | Purchased
1643 | 85027 | PV Grid Tied | 79.3 | 114192 | Interconnect Only | 3 | 2018-03-08 | 2018-05-24 | 0 | 0 |  | Purchased
1644 | 85032 | PV Grid Tied | 65 | 93600 | Interconnect Only | 3 | 2018-03-21 | 2018-06-07 | 0 | 0 |  | Purchased
1645 | 85032 | PV Grid Tied | 59.8 | 86112 | Interconnect Only | 3 | 2018-03-21 | 2018-06-07 | 0 | 0 |  | Purchased
1646 | 85349 | PV Grid Tied | 10.2 | 14688 | Interconnect Only | 3 | 2018-03-23 | 2018-10-23 | 0 | 0 |  | Purchased
1647 | 85383 | PV Grid Tied | 49.4 | 71136 | Interconnect Only | 3 | 2018-04-02 | 2018-10-15 | 0 | 0 | Ameresco, Inc. | Purchased
1648 | 85367 | PV Grid Tied | 51.3 | 73872 | Interconnect Only | 3 | 2018-04-05 | 2018-10-30 | 0 | 0 |  | Purchased
1649 | 85939 | PV Grid Tied | 21 | 30240 | Interconnect Only | 3 | 2018-04-12 | 2018-08-15 | 0 | 0 |  | Purchased
1650 | 86323 | PV Grid Tied | 14.16 | 20390 | Interconnect Only | 3 | 2018-04-13 | 2018-10-18 | 0 | 0 |  | Purchased
1651 | 86326 | PV Grid Tied | 3.72 | 5357 | Interconnect Only | 3 | 2018-04-16 | 2018-05-25 | 0 | 0 |  | Purchased
1652 | 85006 | PV Grid Tied | 65.06 | 93686 | Interconnect Only | 3 | 2018-04-24 | 2018-12-27 | 0 | 0 |  | Purchased
1653 | 85331 | PV Grid Tied | 3.1 | 4464 | Interconnect Only | 3 | 2018-04-26 | 2019-07-19 | 0 | 0 |  | Purchased
1654 | 85365 | Solar Plus Battery | 6.96 | 10022 | Interconnect Only | 3 | 2018-04-30 | 2019-05-02 | 0 | 0 | Buell Construction Corp | Purchased
1655 | 86326 | PV Grid Tied | 10.54 | 15178 | Interconnect Only | 3 | 2018-05-07 | 2018-10-22 | 0 | 0 | SOLARONE ENERGY GROUP | Purchased
1656 | 85008 | PV Grid Tied | 21.6 | 31104 | Interconnect Only | 3 | 2018-05-10 | 2018-08-20 | 0 | 0 | Harmon Electric Inc | Purchased
1657 | 85335 | PV Grid Tied | 19.5 | 28080 | Interconnect Only | 3 | 2018-05-22 | 2018-06-20 | 0 | 0 |  | Purchased
1658 | 85335 | PV Grid Tied | 9.75 | 14040 | Interconnect Only | 3 | 2018-05-22 | 2018-07-03 | 0 | 0 |  | Purchased
1659 | 85335 | PV Grid Tied | 9.75 | 14040 | Interconnect Only | 3 | 2018-05-22 | 2018-07-03 | 0 | 0 |  | Purchased
1660 | 85338 | PV Grid Tied | 92.95 | 133848 | Interconnect Only | 3 | 2018-05-23 | 2019-05-28 | 0 | 0 | Royal Covers of Arizona | Purchased
1661 | 85365 | PV Grid Tied | 259.2 | 373248 | Interconnect Only | 3 | 2018-05-23 | 2018-09-14 | 0 | 0 | Eckard Commercial Construction | Purchased
1662 | 85395 | PV Grid Tied | 124.74 | 179626 | Interconnect Only | 3 | 2018-05-24 | 2018-06-26 | 0 | 0 |  | Purchased
1663 | 85338 | PV Grid Tied | 26.4 | 38016 | Interconnect Only | 3 | 2018-05-25 | 2018-08-16 | 0 | 0 |  | Purchased
1664 | 85338 | PV Grid Tied | 17.16 | 24710 | Interconnect Only | 3 | 2018-05-25 | 2018-06-27 | 0 | 0 |  | Purchased
1665 | 85365 | PV Grid Tied | 23.04 | 33178 | Interconnect Only | 3 | 2018-05-30 | 2018-08-16 | 0 | 0 |  | Purchased
1666 | 86326 | PV Grid Tied | 6.8 | 9792 | Interconnect Only | 3 | 2018-06-01 | 2018-08-06 | 0 | 0 |  | Purchased
1667 | 85326 | PV Grid Tied | 97.92 | 141005 | Interconnect Only | 3 | 2018-06-05 | 2019-02-07 | 0 | 0 | Urban Energy Solutions, Inc. | Purchased
1668 | 85326 | PV Grid Tied | 79.56 | 114566 | Interconnect Only | 3 | 2018-06-06 | 2018-12-18 | 0 | 0 | Urban Energy Solutions, Inc. | Purchased
1669 | 85255 | PV Grid Tied | 59.4 | 85536 | Interconnect Only | 3 | 2018-06-06 | 2018-06-28 | 0 | 0 |  | Purchased
1670 | 85390 | PV Grid Tied | 19.845 | 28577 | Interconnect Only | 3 | 2018-06-13 | 2018-10-09 | 0 | 0 |  | Purchased
1671 | 85338 | PV Grid Tied | 109.85 | 158184 | Interconnect Only | 3 | 2018-06-13 | 2018-12-04 | 0 | 0 | Royal Covers of AZ, Inc. | Purchased
1672 | 85307 | PV Grid Tied | 14.58 | 20995 | Interconnect Only | 3 | 2018-06-14 | 2019-05-09 | 0 | 0 |  | Purchased
1673 | 85255 | PV Grid Tied | 35.64 | 51322 | Interconnect Only | 3 | 2018-06-20 | 2018-09-20 | 0 | 0 |  | Purchased
1674 | 85255 | PV Grid Tied | 249.48 | 359251 | Interconnect Only | 3 | 2018-06-21 | 2018-09-20 | 0 | 0 |  | Purchased
1675 | 85255 | PV Grid Tied | 51.48 | 74131 | Interconnect Only | 3 | 2018-06-21 | 2018-09-20 | 0 | 0 |  | Purchased
1676 | 85251 | PV Grid Tied | 8.55 | 12312 | Interconnect Only | 3 | 2018-06-27 | 2018-12-18 | 0 | 0 |  | Purchased
1677 | 85027 | PV Grid Tied | 63 | 90720 | Interconnect Only | 3 | 2018-07-05 | 2018-08-17 | 0 | 0 | Harmon Electric Inc. | Purchased
1678 | 86023 | PV Grid Tied | 38.08 | 54835 | Interconnect Only | 3 | 2018-07-05 | 2018-08-23 | 0 | 0 | Rooftop Solar LLC | Purchased
1679 | 85032 | PV Grid Tied | 229.9 | 331056 | Interconnect Only | 3 | 2018-07-18 | 2018-10-10 | 0 | 0 |  | Purchased
1680 | 85032 | PV Grid Tied | 57.42 | 82685 | Interconnect Only | 3 | 2018-07-20 | 2019-11-06 | 0 | 0 | 1st Light Energy | Purchased
1681 | 85266 | PV Grid Tied | 22.11 | 31838 | Interconnect Only | 3 | 2018-08-01 | 2018-12-18 | 0 | 0 | Solean Licenses, LLC | Purchased
1682 | 86004 | PV Grid Tied | 54.4 | 78336 | Interconnect Only | 3 | 2018-08-02 | 2018-10-02 | 0 | 0 | Prometheus Solar | Purchased
1683 | 85364 | PV Grid Tied | 13.05 | 18792 | Interconnect Only | 3 | 2018-08-23 | 2019-04-10 | 0 | 0 |  | Purchased
1684 | 85254 | PV Grid Tied | 31.68 | 45619 | Interconnect Only | 3 | 2018-08-30 | 2018-09-27 | 0 | 0 |  | Purchased
1685 | 85254 | PV Grid Tied | 19.8 | 28512 | Interconnect Only | 3 | 2018-08-30 | 2018-09-27 | 0 | 0 |  | Purchased
1686 | 85251 | PV Grid Tied | 42 | 60480 | Interconnect Only | 3 | 2018-08-30 | 2019-05-08 | 0 | 0 |  | Purchased
1687 | 85029 | PV Grid Tied | 80.85 | 116424 | Interconnect Only | 3 | 2018-08-31 | 2018-11-14 | 0 | 0 |  | Purchased
1688 | 85029 | PV Grid Tied | 80.85 | 116424 | Interconnect Only | 3 | 2018-08-31 | 2018-11-14 | 0 | 0 |  | Purchased
1689 | 85007 | PV Grid Tied | 4.5 | 6480 | Interconnect Only | 3 | 2018-09-05 | 2019-02-13 | 0 | 0 |  | Purchased
1690 | 85351 | PV Grid Tied | 25.6 | 36864 | Interconnect Only | 3 | 2018-09-18 | 2019-03-07 | 0 | 0 | SOLEAN | Purchased
1691 | 85027 | PV Grid Tied | 171.08 | 246355 | Interconnect Only | 3 | 2018-09-19 | 2019-11-06 | 0 | 0 |  | Purchased
1692 | 85395 | Solar Plus Battery | 116.28 | 167443 | Interconnect Only | 3 | 2018-09-19 | 2019-06-07 | 0 | 0 | Urban Energy Solutions LLC | Purchased
1693 | 85395 | Solar Plus Battery | 195.84 | 282010 | Interconnect Only | 3 | 2018-09-19 | 2019-06-07 | 0 | 0 | Urban Energy Solutions LLC | Purchased
1694 | 85251 | PV Grid Tied | 18.105 | 26071 | Interconnect Only | 3 | 2018-09-21 | 2018-11-20 | 0 | 0 | Photovoltaic Systems Manufacturing, LLC | Purchased
1695 | 85251 | PV Grid Tied | 18.105 | 26071 | Interconnect Only | 3 | 2018-09-21 | 2018-11-20 | 0 | 0 | Photovoltaic Systems Manufacturing, LLC | Purchased
1696 | 85251 | PV Grid Tied | 30.175 | 43452 | Interconnect Only | 3 | 2018-09-24 | 2018-12-18 | 0 | 0 | Photovoltaic Systems Manufacturing, LLC | Purchased
1697 | 85251 | PV Grid Tied | 18.105 | 26071 | Interconnect Only | 3 | 2018-09-24 | 2018-12-05 | 0 | 0 | Photovoltaic Systems Manufacturing, LLC | Purchased
1698 | 85251 | PV Grid Tied | 14.91 | 21470 | Interconnect Only | 3 | 2018-09-24 | 2018-11-20 | 0 | 0 | Photovoltaic Systems Manufacturing, LLC | Purchased
1699 | 85351 | PV Grid Tied | 56.32 | 81101 | Interconnect Only | 3 | 2018-09-27 | 2019-03-20 | 0 | 0 | SunRenu Solar, LLC | Purchased
1700 | 85364 | PV Grid Tied | 35.1 | 50544 | Interconnect Only | 3 | 2018-10-04 | 2019-06-19 | 0 | 0 |  | Purchased
1701 | 86322 | PV Grid Tied | 10.2 | 14688 | Interconnect Only | 3 | 2018-10-05 | 2019-01-23 | 0 | 0 | SolarOne Energy Group | Purchased
1702 | 86322 | PV Grid Tied | 125.125 | 180180 | Interconnect Only | 3 | 2018-10-05 | 2019-05-20 | 0 | 0 |  | Purchased
1703 | 85367 | PV Grid Tied | 238.5 | 343440 | Interconnect Only | 3 | 2018-10-08 | 2020-05-06 | 0 | 0 |  | Purchased
1704 | 86004 | PV Grid Tied | 21.17 | 30485 | Interconnect Only | 3 | 2018-10-10 | 2019-05-29 | 0 | 0 | Rooftop Solar LLC | Purchased
1705 | 86004 | PV Grid Tied | 78.88 | 113587 | Interconnect Only | 3 | 2018-10-11 | 2019-04-17 | 0 | 0 | Rooftop Solar LLC | Purchased
1706 | 85374 | PV Grid Tied | 418.88 | 603187 | Interconnect Only | 3 | 2018-10-11 | 2019-08-01 | 0 | 0 | Urban Energy Solutions LLC | Purchased
1707 | 85383 | PV Grid Tied | 8.37 | 12053 | Interconnect Only | 3 | 2018-10-12 | 2019-02-06 | 0 | 0 |  | Purchased
1708 | 85377 | PV Grid Tied | 50.76 | 73094 | Interconnect Only | 3 | 2018-10-19 | 2019-02-06 | 0 | 0 |  | Purchased
1709 | 85338 | PV Grid Tied | 163.68 | 235699 | Interconnect Only | 3 | 2018-10-22 | 2019-04-25 | 0 | 0 |  | Purchased
1710 | 85361 | PV Grid Tied | 8.26 | 11894 | Interconnect Only | 3 | 2018-10-26 | 2018-12-20 | 0 | 0 |  | Purchased
1711 | 85251 | PV Grid Tied | 26.27 | 37829 | Interconnect Only | 3 | 2018-10-26 | 2018-11-20 | 0 | 0 | Photovoltaic Systems Manufacturing, LLC | Purchased
1712 | 85251 | PV Grid Tied | 42.245 | 60833 | Interconnect Only | 3 | 2018-10-26 | 2018-12-28 | 0 | 0 | Photovoltaic Systems Manufacturing, LLC | Purchased
1713 | 85251 | PV Grid Tied | 19.88 | 28627 | Interconnect Only | 3 | 2018-10-26 | 2018-11-20 | 0 | 0 | Photovoltaic Systems Manufacturing, LLC | Purchased
1714 | 85338 | PV Grid Tied | 52.47 | 75557 | Interconnect Only | 3 | 2018-10-26 | 2019-01-31 | 0 | 0 |  | Purchased
1715 | 85260 | PV Grid Tied | 22.68 | 32659 | Interconnect Only | 3 | 2018-10-30 | 2019-08-21 | 0 | 0 |  | Purchased
1716 | 85323 | PV Grid Tied | 59.4 | 85536 | Interconnect Only | 3 | 2018-10-30 | 2018-12-12 | 0 | 0 |  | Purchased
1717 | 85323 | PV Grid Tied | 31.68 | 45619 | Interconnect Only | 3 | 2018-10-30 | 2018-12-12 | 0 | 0 |  | Purchased
1718 | 85027 | PV Grid Tied | 23.5 | 33840 | Interconnect Only | 3 | 2018-11-02 | 2019-02-06 | 0 | 0 |  | Purchased
1719 | 85021 | PV Grid Tied | 15.36 | 22118 | Interconnect Only | 3 | 2018-11-15 | 2019-01-23 | 0 | 0 |  | Purchased
1720 | 85901 | PV Grid Tied | 2.64 | 3802 | Interconnect Only | 3 | 2018-11-16 | 2019-04-17 | 0 | 0 |  | Purchased
1721 | 85251 | PV Grid Tied | 53.25 | 76680 | Interconnect Only | 3 | 2018-11-30 | 2018-12-28 | 0 | 0 | Photovoltaic Systems Manufacturing, LLC | Purchased
1722 | 85251 | PV Grid Tied | 15.975 | 23004 | Interconnect Only | 3 | 2018-12-03 | 2018-12-18 | 0 | 0 | Photovoltaic Systems Manufacturing, LLC | Purchased
1723 | 85281 | PV Grid Tied | 50.32 | 72461 | Interconnect Only | 3 | 2018-12-05 | 2019-09-19 | 0 | 0 | McCarthy Building Companies, Inc. | Purchased
1724 | 85338 | PV Grid Tied | 268.125 | 386100 | Interconnect Only | 3 | 2018-12-11 | 2019-07-15 | 0 | 0 |  | Purchased
1725 | 85365 | PV Grid Tied | 241.2 | 347328 | Interconnect Only | 3 | 2018-12-18 | 2019-07-30 | 0 | 0 | Eckard Commercial Construction Inc | Purchased
1726 | 85501 | PV Grid Tied | 41.76 | 60134 | Interconnect Only | 3 | 2018-12-18 | 2019-08-21 | 0 | 0 |  | Purchased
1727 | 85122 | PV Grid Tied | 136.08 | 195955 | Interconnect Only | 3 | 2018-12-20 | 2019-10-25 | 0 | 0 |  | Purchased
1728 | 85365 | PV Grid Tied | 32.74 | 47146 | Interconnect Only | 3 | 2018-12-31 | 2019-03-20 | 0 | 0 | Buell Construction Corp. dba Yuma Solar | Purchased
1729 | 85338 | PV Grid Tied | 127.05 | 182952 | Interconnect Only | 3 | 2018-12-31 | 2019-01-31 | 0 | 0 |  | Purchased
1730 | 86004 | PV Grid Tied | 65.7 | 94608 | Interconnect Only | 3 | 2019-01-23 | 2019-09-04 | 0 | 0 | Arizona Energy Pros | Purchased
1731 | 85365 | PV Grid Tied | 21.945 | 31601 | Interconnect Only | 3 | 2019-01-24 | 2019-06-25 | 0 | 0 |  | Purchased
1732 | 85378 | PV Grid Tied | 192.51 | 277214 | Interconnect Only | 3 | 2019-02-01 | 2019-04-10 | 0 | 0 | Photovoltaic System Manufacturing, LLC | Purchased
1733 | 85024 | PV Grid Tied | 37.17 | 53525 | Interconnect Only | 3 | 2019-02-06 | 2019-05-06 | 0 | 0 |  | Purchased
1734 | 85326 | PV Grid Tied | 29.4 | 42336 | Interconnect Only | 3 | 2019-02-08 | 2019-07-09 | 0 | 0 | Urban Energy Solutions, Inc. | Purchased
1735 | 85032 | PV Grid Tied | 18 | 25920 | Interconnect Only | 3 | 2019-02-15 | 2019-05-15 | 0 | 0 | Solar Topps | Purchased
1736 | 86326 | PV Grid Tied | 22.72 | 32717 | Interconnect Only | 3 | 2019-03-06 | 2019-05-08 | 0 | 0 |  | Purchased
1737 | 85365 | PV Grid Tied | 156.42 | 225245 | Interconnect Only | 3 | 2019-03-07 | 2019-07-09 | 0 | 0 |  | Purchased
1738 | 85251 | PV Grid Tied | 10.26 | 14774 | Interconnect Only | 3 | 2019-03-13 | 2019-05-08 | 0 | 0 |  | Purchased
1739 | 85365 | PV Grid Tied | 8.54 | 12298 | Interconnect Only | 3 | 2019-03-20 | 2019-05-22 | 0 | 0 | TITAN SOLAR POWER INC. | Purchased
1740 | 85374 | PV Grid Tied | 314.82 | 453341 | Interconnect Only | 3 | 2019-03-21 | 2019-07-11 | 0 | 0 |  | Purchased
1741 | 85374 | PV Grid Tied | 65.34 | 94090 | Interconnect Only | 3 | 2019-03-21 | 2019-07-03 | 0 | 0 |  | Purchased
1742 | 85131 | PV Grid Tied | 105.625 | 152100 | Interconnect Only | 3 | 2019-03-26 | 2019-12-09 | 0 | 0 | SunRenu Solar | Purchased
1743 | 85122 | PV Grid Tied | 12.78 | 18403 | Interconnect Only | 3 | 2019-03-27 | 2019-05-15 | 0 | 0 | Erus Energy | Purchased
1744 | 86336 | PV Grid Tied | 9.54 | 13738 | Interconnect Only | 3 | 2019-03-28 | 2019-08-13 | 0 | 0 | Green Earth Energy & Environmental, INC | Purchased
1745 | 85334 | PV Grid Tied | 128.88 | 185587 | Interconnect Only | 3 | 2019-04-01 | 2019-12-17 | 0 | 0 |  | Purchased
1746 | 85334 | PV Grid Tied | 93.96 | 135302 | Interconnect Only | 3 | 2019-04-01 | 2019-12-17 | 0 | 0 |  | Purchased
1747 | 86336 | PV Grid Tied | 12.4 | 17856 | Interconnect Only | 3 | 2019-04-04 | 2019-11-22 | 0 | 0 | Green Earth Energy & Environmental, Inc. | Purchased
1748 | 92241 | PV Grid Tied | 123.48 | 177811 | Interconnect Only | 3 | 2019-04-09 | 2019-12-31 | 0 | 0 |  | Purchased
1749 | 85334 | PV Grid Tied | 120.96 | 174182 | Interconnect Only | 3 | 2019-04-09 | 2019-12-31 | 0 | 0 |  | Purchased
1750 | 85254 | PV Grid Tied | 70.15 | 101016 | Interconnect Only | 3 | 2019-04-12 | 2020-03-18 | 0 | 0 | Sun Valley Solar | Purchased
1751 | 85374 | PV Grid Tied | 124.74 | 179626 | Interconnect Only | 3 | 2019-04-26 | 2019-07-12 | 0 | 0 |  | Purchased
1752 | 85334 | PV Grid Tied | 82.8 | 119232 | Interconnect Only | 3 | 2019-05-03 | 2019-12-17 | 0 | 0 |  | Purchased
1753 | 85334 | PV Grid Tied | 47.16 | 67910 | Interconnect Only | 3 | 2019-05-06 | 2019-12-17 | 0 | 0 |  | Purchased
1754 | 85334 | PV Grid Tied | 93.6 | 134784 | Interconnect Only | 3 | 2019-05-07 | 2019-12-17 | 0 | 0 |  | Purchased
1755 | 85334 | PV Grid Tied | 38.16 | 54950 | Interconnect Only | 3 | 2019-05-07 | 2019-12-17 | 0 | 0 |  | Purchased
1756 | 85367 | PV Grid Tied | 18.75 | 27000 | Interconnect Only | 3 | 2019-05-10 | 2019-11-20 | 0 | 0 | Solar Covered Parking, LLC | Purchased
1757 | 85367 | PV Grid Tied | 8.25 | 11880 | Interconnect Only | 3 | 2019-05-10 | 2019-11-13 | 0 | 0 | Solar Covered Parking, LLC | Purchased
1758 | 85390 | Solar Plus Battery | 28 | 40320 | Interconnect Only | 3 | 2019-05-17 | 2020-03-11 | 0 | 0 | Arizona Electric, LLC | Purchased
1759 | 85306 | PV Grid Tied | 71.28 | 102643 | Interconnect Only | 3 | 2019-05-17 | 2019-07-03 | 0 | 0 |  | Purchased
1760 | 85306 | PV Grid Tied | 35.64 | 51322 | Interconnect Only | 3 | 2019-05-17 | 2019-07-02 | 0 | 0 |  | Purchased
1761 | 85032 | PV Grid Tied | 51.48 | 74131 | Interconnect Only | 3 | 2019-05-17 | 2019-06-25 | 0 | 0 |  | Purchased
1762 | 86336 | Solar Plus Battery | 28.29 | 40738 | Interconnect Only | 3 | 2019-05-23 | 2019-06-24 | 0 | 0 | Prometheus Solar | Purchased
1763 | 85344 | PV Grid Tied | 46.8 | 67392 | Interconnect Only | 3 | 2019-06-03 | 2019-08-27 | 0 | 0 |  | Purchased
1764 | 85383 | PV Grid Tied | 11.52 | 16589 | Interconnect Only | 3 | 2019-06-04 | 2019-08-01 | 0 | 0 | Harmon Electric, Inc. | Purchased
1765 | 85383 | PV Grid Tied | 21.76 | 31334 | Interconnect Only | 3 | 2019-06-04 | 2019-07-09 | 0 | 0 | Harmon Electric, Inc. | Purchased
1766 | 85349 | PV Grid Tied | 382.905 | 551383 | Interconnect Only | 3 | 2019-06-06 | 2019-12-10 | 0 | 0 | Smart Solar Solutions, LLC | Purchased
1767 | 86001 | PV Grid Tied | 6.4 | 9216 | Interconnect Only | 3 | 2019-06-07 | 2019-12-20 | 0 | 0 | Chance Electric | Purchased
1768 | 86001 | PV Grid Tied | 6.72 | 9677 | Interconnect Only | 3 | 2019-06-07 | 2019-12-20 | 0 | 0 | Chance Electric | Purchased
1769 | 85013 | Solar Plus Battery | 349.74 | 503626 | Interconnect Only | 3 | 2019-06-19 | 2020-01-14 | 0 | 0 | Urban Energy Solutions, LLC | Purchased
1770 | 85013 | Solar Plus Battery | 108.54 | 156298 | Interconnect Only | 3 | 2019-06-21 | 2019-12-19 | 0 | 0 | Urban Energy Solutions, LLC | Purchased
1771 | 85085 | PV Grid Tied | 648.24 | 933466 | Interconnect Only | 3 | 2019-06-24 | 2020-04-24 | 0 | 0 | RLD Energy Solutions | Purchased
1772 | 85032 | PV Grid Tied | 229.68 | 330739 | Interconnect Only | 3 | 2019-06-25 | 2019-10-04 | 0 | 0 |  | Purchased
1773 | 85027 | PV Grid Tied | 29.25 | 42120 | Interconnect Only | 3 | 2019-06-26 | 2019-08-27 | 0 | 0 |  | Purchased
1774 | 85365 | PV Grid Tied | 82.365 | 118606 | Interconnect Only | 3 | 2019-07-09 | 2020-02-25 | 0 | 0 |  | Purchased
1775 | 85014 | Solar Plus Battery | 433.49 | 624226 | Interconnect Only | 3 | 2019-07-09 | 2020-03-17 | 0 | 0 | Urban Energy Solutions, LLC | Purchased
1776 | 85014 | PV Grid Tied | 103.85 | 149544 | Interconnect Only | 3 | 2019-07-10 | 2020-02-14 | 0 | 0 | Urban Energy Solutions, LLC | Purchased
1777 | 85028 | PV Grid Tied | 17.28 | 24883 | Interconnect Only | 3 | 2019-07-11 | 2019-11-15 | 0 | 0 | Sun Valley Solar Solutions | Purchased
1778 | 86322 | PV Grid Tied | 689.85 | 993384 | Interconnect Only | 3 | 2019-07-16 | 2019-11-26 | 0 | 0 | Photovoltaic Systems Manufacturing, LLC | Purchased
1779 | 85374 | PV Grid Tied | 160.38 | 230947 | Interconnect Only | 3 | 2019-08-02 | 2020-02-28 | 0 | 0 |  | Purchased
1780 | 85374 | PV Grid Tied | 75.9 | 109296 | Interconnect Only | 3 | 2019-08-02 | 2019-12-17 | 0 | 0 |  | Purchased
1781 | 85374 | PV Grid Tied | 53.46 | 76982 | Interconnect Only | 3 | 2019-08-02 | 2019-12-17 | 0 | 0 |  | Purchased
1782 | 86314 | PV Grid Tied | 75.24 | 108346 | Interconnect Only | 4 | 2019-08-05 | 2020-02-18 | 0 | 0 |  | Purchased
1783 | 85375 | PV Grid Tied | 36.3 | 52272 | Interconnect Only | 3 | 2019-08-15 | 2020-01-24 | 0 | 0 | SunRenu Solar LLC | Purchased
1784 | 85374 | PV Grid Tied | 518.19 | 746194 | Interconnect Only | 3 | 2019-09-09 | 2020-03-03 | 0 | 0 | Urban Energy Solutions, LLC | Purchased
1785 | 86004 | PV Grid Tied | 30.555 | 43999 | Interconnect Only | 3 | 2019-09-13 | 2019-12-11 | 0 | 0 |  | Purchased
1786 | 86001 | PV Grid Tied | 23.4 | 33696 | Interconnect Only | 3 | 2019-09-13 | 2019-12-11 | 0 | 0 |  | Purchased
1787 | 85396 | PV Grid Tied | 48.24 | 69466 | Interconnect Only | 3 | 2019-09-16 | 2019-12-19 | 0 | 0 | Urban Energy Solutions, LLC | Purchased
1788 | 85034 | PV Grid Tied | 580.5 | 835920 | Interconnect Only | 3 | 2019-09-19 | 2020-04-15 | 0 | 0 | Ameresco, Inc. | Purchased
1789 | 85383 | PV Grid Tied | 107.58 | 154915 | Interconnect Only | 3 | 2019-10-04 | 2020-05-06 | 0 | 0 | SunRenu Solar LLC | Purchased
1790 | 85383 | PV Grid Tied | 81.18 | 116899 | Interconnect Only | 3 | 2019-10-04 | 2020-05-06 | 0 | 0 | SunRenu Solar LLC | Purchased
1791 | 86338 | PV Grid Tied | 5.2 | 7488 | Interconnect Only | 3 | 2019-10-08 | 2020-03-10 | 0 | 0 | Premier Solar Solutions | Purchased
1792 | 85351 | PV Grid Tied | 50.7 | 73008 | Interconnect Only | 3 | 2019-10-10 | 2019-12-20 | 0 | 0 | SunRenu Solar LLC | Purchased
1793 | 85365 | PV Grid Tied | 26.84 | 38650 | Interconnect Only | 3 | 2019-10-21 | 2020-02-14 | 0 | 0 | Liggette Electrical Services | Purchased
1794 | 85348 | PV Grid Tied | 3.84 | 5530 | Interconnect Only | 3 | 2019-10-25 | 2019-11-14 | 0 | 0 |  | Purchased
1795 | 85338 | PV Grid Tied | 188.1 | 270864 | Interconnect Only | 3 | 2019-11-06 | 2020-03-02 | 0 | 0 |  | Purchased
1796 | 85338 | PV Grid Tied | 205.86 | 296438 | Interconnect Only | 3 | 2019-11-07 | 2020-01-15 | 0 | 0 | Photovoltaic Systems Manufacturing, LLC | Purchased
1797 | 85364 | PV Grid Tied | 11.16 | 16070 | Interconnect Only | 3 | 2019-11-08 | 2020-01-28 | 0 | 0 | Buell Construction Corp. dba Yuma Solar | Purchased
1798 | 85364 | PV Grid Tied | 14.88 | 21427 | Interconnect Only | 3 | 2019-11-08 | 2020-02-25 | 0 | 0 | Buell Construction Corp. dba Yuma Solar | Purchased
1799 | 85364 | PV Grid Tied | 29.76 | 42854 | Interconnect Only | 3 | 2019-11-08 | 2020-02-25 | 0 | 0 | Buell Construction Corp. dba Yuma Solar | Purchased
1800 | 85350 | PV Grid Tied | 5.12 | 7373 | Interconnect Only | 3 | 2019-12-12 | 2020-03-31 | 0 | 0 | Titan Solar Power Inc. | Purchased
1801 | 85012 | PV Grid Tied | 47.52 | 68429 | Interconnect Only | 3 | 2019-12-18 | 2020-05-19 | 0 | 0 |  | Purchased
1802 | 85012 | PV Grid Tied | 23.76 | 34214 | Interconnect Only | 3 | 2019-12-18 | 2020-04-02 | 0 | 0 |  | Purchased
1803 | 85014 | PV Grid Tied | 16 | 23040 | Interconnect Only | 3 | 2019-12-18 | 2020-04-17 | 0 | 0 | Harmon Electric, Inc. | Purchased
1804 | 85014 | PV Grid Tied | 16 | 23040 | Interconnect Only | 3 | 2019-12-18 | 2020-04-17 | 0 | 0 | Harmon Electric, Inc. | Purchased
1805 | 85260 | PV Grid Tied | 89.1 | 128304 | Interconnect Only | 3 | 2019-12-19 | 2020-03-17 | 0 | 0 |  | Purchased
1806 | 86325 | PV Grid Tied | 25.28 | 36403 | Interconnect Only | 3 | 2019-12-24 | 2020-04-13 | 0 | 0 | Harmon Electric, Inc. | Purchased
1807 | 85260 | PV Grid Tied | 7.63 | 10987 | Interconnect Only | 3 | 2019-12-25 | 2020-05-07 | 0 | 0 | SunRenu Solar LLC | Purchased
1808 | 85003 | PV Grid Tied | 14.64 | 21082 | Interconnect Only | 3 | 2019-12-24 | 2020-04-02 | 0 | 0 | Solar Covered Parking | Purchased
1809 | 86004 | PV Grid Tied | 27.84 | 40090 | Interconnect Only | 3 | 2019-12-30 | 2020-05-19 | 0 | 0 |  | Purchased
1810 | 85003 | PV Grid Tied | 7.32 | 10541 | Interconnect Only | 3 | 2020-01-01 | 2020-04-03 | 0 | 0 |  | Purchased
1811 | 85344 | PV Grid Tied | 7.36 | 10598 | Interconnect Only | 3 | 2020-01-14 | 2020-04-06 | 0 | 0 |  | Purchased
1812 | 86338 | PV Grid Tied | 2.6 | 3744 | Interconnect Only | 3 | 2020-01-23 | 2020-03-10 | 0 | 0 |  | Purchased
1813 | 85375 | PV Grid Tied | 23.04 | 33178 | Interconnect Only | 3 | 2020-01-28 | 2020-03-03 | 0 | 0 |  | Purchased
1814 | 86336 | PV Grid Tied | 12.675 | 18252 | Interconnect Only | 3 | 2020-02-13 | 2020-04-14 | 0 | 0 | Green Earth Energy & Environmental, Inc. | Purchased
1815 | 85006 | PV Grid Tied | 10.26 | 14774 | Interconnect Only | 3 | 2020-02-19 | 2020-05-07 | 0 | 0 | Solar Covered Parking | Purchased
1816 | 85029 | PV Grid Tied | 257.4 | 370656 | Interconnect Only | 3 | 2020-02-20 | 2020-05-21 | 0 | 0 | DPR Construction | Purchased
1817 | 85029 | PV Grid Tied | 257.4 | 370656 | Interconnect Only | 3 | 2020-02-20 | 2020-05-21 | 0 | 0 | DPR Construction | Purchased
1818 | 85050 | PV Grid Tied | 37.13 | 53467 | Interconnect Only | 3 | 2020-03-25 | 2020-05-20 | 0 | 0 | Photovoltaic Systems Manufacturing, LLC | Purchased
1819 | 86322 | PV Grid Tied | 36.6 | 52704 | 2003 UFI Residential PVGT FC1 | 3 | 2003-01-01 | 2003-07-09 | 0 | 73200 | APS Energy Services | Purchased
1820 | 86322 | PV Grid Tied | 7.35 | 10584 | 2004 UFI Residential PVGT FC1 | 3 | 2004-01-01 | 2004-04-20 | 0 | 30000 |  | Purchased
1821 | 85020 | PV Grid Tied | 7.56 | 10886 | 2005 UFI Residential PVGT FC1 | 3 | 2005-01-01 | 2006-10-26 | 0 | 30240 | Perfect Power Solar | Purchased
1822 | 85260 | PV Grid Tied | 2.45 | 3528 | 2006 UFI Residential PVGT FC1 | 3 | 2006-01-01 | 2006-11-07 | 0 | 7350 | American Solar Electric Inc | Purchased
1823 | 85383 | PV Grid Tied | 1.84 | 2650 | 2010 UFI Residential PVGT FC1 | 3 | 2010-04-01 | 2010-08-09 | 0 | 3956 | Harmon Electric Inc | Purchased
1824 | 85331 | PV Grid Tied | 18.816 | 27095 | 2010 UFI Residential PVGT | 3 | 2010-03-03 | 2010-09-07 | 0 | 56448 | CENTURY SOLAR | Purchased
1825 | 85365 | PV Grid Tied | 4.32 | 6221 | 2010 UFI Residential PVGT FC1 | 3 | 2010-03-04 | 2010-09-10 | 0 | 10800 | Salt River Solar & Wind Llc | Purchased
1826 | 85004 | PV Grid Tied | 5.2 | 7488 | Interconnect Only | 3 | 2009-10-27 | 2010-03-05 | 0 | 15600 | Tesla | 3rd Party
1827 | 85364 | PV Only | 99 | 142560 | Interconnect Only | 3 | 2020-06-10 | 2020-12-16 | 158890 | 0 | Harmon Electric, Inc. | Purchased
1828 | 85023 | PV Only | 11.25 | 16200 | Interconnect Only | 0 | 2020-06-12 |  | 48000 | 0 | Self Installer | Purchased
1829 | 85023 | PV Only | 15.75 | 22680 | Interconnect Only | 0 | 2020-06-12 |  | 48000 | 0 | Self Installer | Purchased
1830 | 85225 | PV Only | 25.6 | 36864 | Interconnect Only | 3 | 2020-06-15 | 2020-10-06 | 56320 | 0 | Quality Contractor Services, Inc. | Purchased
1831 | 86336 | PV Only | 49.4 | 71136 | Interconnect Only | 3 | 2020-06-23 | 2021-01-07 | 151212 | 0 | Rooftop Solar, LLC | Purchased
1832 | 85251 | PV Only | 17.5 | 25200 | Interconnect Only | 3 | 2020-06-24 | 2021-03-12 | 48331 | 0 | Aneva Solar | Purchased
1833 | 85085 | PV Only | 131.01 | 188654 | Interconnect Only | 3 | 2020-06-26 | 2021-11-05 | 0 | 0 | Warner Energy, LLC | Purchased
1834 | 85364 | PV Only | 60.45 | 87048 | Interconnect Only | 0 | 2020-06-26 |  | 269600 | 0 | Solar Covered Parking, LLC | 3rd Party
1835 | 85338 | PV Only | 48 | 69120 | Interconnect Only | 3 | 2020-06-29 | 2020-08-12 | 174539.45 | 0 | Day & Night Solar | Purchased
1836 | 85003 | PV Only | 11.34 | 16330 | Interconnect Only | 0 | 2020-07-01 |  | 33093 | 0 | Nerd Power | Purchased
1837 | 85382 | PV Only | 5.6 | 8064 | Interconnect Only | 3 | 2020-07-07 | 2021-02-24 | 24304 | 0 | Titan Solar Power, Inc. | Purchased
1838 | 85382 | PV Only | 11.6 | 16704 | Interconnect Only | 3 | 2020-07-07 | 2021-02-24 | 50344 | 0 | Titan Solar Power, Inc. | Purchased
1839 | 85365 | PV Only | 43.2 | 62208 | Interconnect Only | 3 | 2020-07-08 | 2020-11-10 | 142000 | 0 | Yuma Solar | Purchased
1840 | 85331 | PV Only | 39.75 | 57240 | Interconnect Only | 3 | 2020-07-08 | 2021-02-25 | 130000 | 0 | Solar Covered Parking, LLC | 3rd Party
1841 | 85006 | PV Only | 18.15 | 26136 | Interconnect Only | 3 | 2020-07-13 | 2021-02-04 | 88712 | 0 | Bright Home Energy | Purchased
1842 | 85012 | PV Only | 64.605 | 93031 | Interconnect Only | 3 | 2020-07-14 | 2021-05-14 | 145687 | 0 | Overland Contracting Inc | Purchased
1843 | 85254 | PV Only | 50.735 | 73058 | Interconnect Only | 3 | 2020-07-14 | 2021-12-17 | 145687 | 0 | Overland Contracting Inc | Purchased
1844 | 85014 | PV Only | 113.31 | 163166 | Interconnect Only | 3 | 2020-07-17 | 2020-10-07 | 220000 | 0 | Scout Solar, LLC | 3rd Party
1845 | 85365 | PV Only | 6.4 | 9216 | Interconnect Only | 3 | 2020-07-17 | 2020-10-08 | 20325.18 | 0 | Yuma Solar | Purchased
1846 | 85032 | PV Only | 63 | 90720 | Interconnect Only | 0 | 2020-07-22 |  | 0 | 0 | AZ Sun Services | Purchased
1847 | 85939 | PV Only | 2.56 | 3686 | Interconnect Only | 3 | 2020-07-24 | 2021-01-04 | 16651.08 | 0 | Vivint Solar | 3rd Party
1848 | 85003 | PV Only | 13.65 | 19656 | Interconnect Only | 3 | 2020-07-24 | 2021-03-01 | 36070 | 0 | Sun Renu Solar, LLC | Purchased
1849 | 85034 | PV Only | 959.28 | 1381363 | Interconnect Only | 3 | 2020-07-29 | 2021-06-16 | 0 | 0 | ENGIE Services, U.S. | Purchased
1850 | 85034 | PV Only | 183.96 | 264902 | Interconnect Only | 3 | 2020-07-30 | 2021-06-16 | 0 | 0 | ENGIE Services, U.S. | Purchased
1851 | 85335 | PV Only | 37.41 | 53870 | Interconnect Only | 3 | 2020-08-03 | 2021-03-04 | 44892 | 0 | Sun Valley Solar Solutions | Purchased
1852 | 85009 | PV Only | 42.6 | 61344 | Interconnect Only | 3 | 2020-08-06 | 2020-10-26 | 138435 | 0 | S3 Energy Group, LLC | Purchased
1853 | 85365 | PV Only | 0.365 | 526 |  | 0 | 2020-08-06 |  | 40000 | 0 | Eckard Commercial Construction, Inc. | Purchased
1854 | 86004 | PV Only | 24.7 | 35568 | Interconnect Only | 3 | 2020-08-07 | 2020-12-14 | 64714 | 0 | Rooftop Solar, LLC | Purchased
1855 | 85374 | PV Only | 74.1 | 106704 | Interconnect Only | 3 | 2020-08-12 | 2021-08-11 | 0 | 0 | Warner Energy, LLC | Purchased
1856 | 85364 | PV Only | 4.93 | 7099 | Interconnect Only | 3 | 2020-08-13 | 2021-04-30 | 18734 | 0 | Titan Solar Power, Inc. | Purchased
1857 | 85251 | PV Only | 90.4 | 130176 | Interconnect Only | 3 | 2020-08-13 | 2020-12-09 | 200000 | 0 | Empire Renewable Energy, LLC | Purchased
1858 | 85354 | PV Only | 7.15 | 10296 | Interconnect Only | 3 | 2020-08-18 | 2021-02-11 | 0 | 0 | Titan Solar Power, Inc. | 3rd Party
1859 | 85024 | PV Only | 43.2 | 62208 | Interconnect Only | 3 | 2020-08-20 | 2021-11-10 | 0 | 0 | Technicians For Sustainability | Purchased
1860 | 85024 | PV Only | 30.72 | 44237 | Interconnect Only | 3 | 2020-08-20 | 2021-08-11 | 0 | 0 | Technicians For Sustainability | Purchased
1861 | 85024 | PV Only | 20.8 | 29952 | Interconnect Only | 3 | 2020-08-20 | 2021-10-08 | 0 | 0 | Technicians For Sustainability | Purchased
1862 | 85032 | PV Only | 28.47 | 40997 | Interconnect Only | 3 | 2020-08-20 | 2020-10-15 | 25000 | 0 | Self Installer | Purchased
1863 | 85381 | PV Only | 3.84 | 5530 | Interconnect Only | 0 | 2020-08-31 |  | 22289 | 0 | Quality Contractor Services, Inc. | Purchased
1864 | 85050 | PV Only | 7.04 | 10138 | Interconnect Only | 0 | 2020-08-31 |  | 30609 | 0 | Quality Contractor Services, Inc. | Purchased
1865 | 85050 | PV Only | 17.6 | 25344 | Interconnect Only | 0 | 2020-08-31 |  | 58065 | 0 | Quality Contractor Services, Inc. | Purchased
1866 | 85006 | PV Only | 16.64 | 23962 | Interconnect Only | 3 | 2020-08-31 | 2021-10-19 | 55569 | 0 | Quality Contractor Services, Inc. | Purchased
1867 | 85381 | PV Only | 14.72 | 21197 | Interconnect Only | 0 | 2020-08-31 |  | 50577 | 0 | Quality Contractor Services, Inc. | Purchased
1868 | 85375 | PV Only | 35.64 | 51322 | Interconnect Only | 3 | 2020-08-31 | 2021-12-10 | 290131 | 0 | Titan Solar Power, Inc. | Purchased
1869 | 85234 | PV Only | 13.2 | 19008 | Interconnect Only | 3 | 2020-09-01 | 2021-01-11 | 36000 | 0 | SEE BLUE SOLAR LLC. | Purchased
1870 | 85374 | PV Only | 50.4 | 72576 | Interconnect Only | 3 | 2020-09-03 | 2021-01-14 | 0 | 0 | Sun Renu Solar, LLC | Purchased
1871 | 85281 | PV Only | 120.24 | 173146 | Interconnect Only | 3 | 2020-09-03 | 2021-03-17 | 286171.2 | 0 | Sun Valley Solar Solutions | Purchased
1872 | 85355 | PV Only | 503.625 | 725220 | Interconnect Only | 3 | 2020-09-10 | 2021-03-01 | 1188555 | 0 | Sun Valley Solar Solutions | Purchased
1873 | 85615 | PV Only | 1.54 | 2218 | Interconnect Only | 3 | 2020-09-11 | 2021-02-11 | 6000 | 0 | SunUp America | Purchased
1874 | 85323 | PV Only | 6.93 | 9979 | Interconnect Only | 3 | 2020-09-12 | 2020-10-30 | 16200 | 0 | Scout Solar, LLC | 3rd Party
1875 | 85323 | PV Only | 4.95 | 7128 | Interconnect Only | 3 | 2020-09-12 | 2020-10-30 | 11400 | 0 | Scout Solar, LLC | 3rd Party
1876 | 85323 | PV Only | 7.92 | 11405 | Interconnect Only | 3 | 2020-09-12 | 2020-10-30 | 18100 | 0 | Scout Solar, LLC | 3rd Party
1877 | 85086 | PV Only | 43.435 | 62546 | Interconnect Only | 3 | 2020-09-21 | 2021-04-27 | 145687 | 0 | Overland Contracting Inc | Purchased
1878 | 85032 | PV Only | 28.47 | 40997 |  | 0 | 2020-09-21 |  | 30000 | 0 | Self Installer | Purchased
1879 | 85053 | PV Only | 165.76 | 238694 | Interconnect Only | 3 | 2020-09-28 | 2021-01-25 | 373000 | 0 | Scout Solar, LLC | 3rd Party
1880 | 85053 | PV Only | 117.29 | 168898 | Interconnect Only | 3 | 2020-09-28 | 2021-01-26 | 264000 | 0 | Scout Solar, LLC | 3rd Party
1881 | 85053 | PV Only | 92.13 | 132667 | Interconnect Only | 3 | 2020-09-28 | 2021-01-07 | 207000 | 0 | Scout Solar, LLC | 3rd Party
1882 | 85053 | PV Only | 20.35 | 29304 | Interconnect Only | 3 | 2020-09-28 | 2021-01-07 | 46000 | 0 | Scout Solar, LLC | 3rd Party
1883 | 85338 | PV Only | 104.72 | 150797 | Interconnect Only | 3 | 2020-09-30 | 2020-11-06 | 200000 | 0 | Scout Solar, LLC | 3rd Party
1884 | 85367 | PV Only | 33.81 | 48686 | Interconnect Only | 3 | 2020-09-30 | 2020-12-11 | 81500 | 0 | Scout Solar, LLC | 3rd Party
1885 | 85053 | PV Only | 52.36 | 75398 | Interconnect Only | 3 | 2020-09-30 | 2020-12-29 | 120428 | 0 | Scout Solar, LLC | 3rd Party
1886 | 85306 | PV Only | 34.68 | 49939 | Interconnect Only | 3 | 2020-09-30 | 2020-12-21 | 52000 | 0 | Scout Solar, LLC | 3rd Party
1887 | 85306 | PV Only | 42.84 | 61690 | Interconnect Only | 3 | 2020-09-30 | 2020-12-29 | 65000 | 0 | Scout Solar, LLC | 3rd Party
1888 | 85377 | PV Only | 7.92 | 11405 | Interconnect Only | 3 | 2020-10-01 | 2021-02-25 | 27720 | 0 | Titan Solar Power, Inc. | Purchased
1889 | 85395 | PV Only | 107.835 | 155282 | Interconnect Only | 3 | 2020-10-07 | 2020-11-24 | 218680 | 0 | Empire Renewable Energy, LLC | Purchased
1890 | 85338 | PV Only | 4.29 | 6178 | Interconnect Only | 3 | 2020-10-16 | 2021-02-04 | 0 | 0 | Titan Solar Power, Inc. | Purchased
1891 | 85021 | PV Only | 21 | 30240 | Interconnect Only | 3 | 2020-10-28 | 2021-03-15 | 11340 | 0 | Urban Energy Solutions, LLC | Purchased
1892 | 85383 | PV Only | 106.59 | 153490 | Interconnect Only | 3 | 2020-11-05 | 2022-06-10 | 186532.5 | 0 | Warner Energy, LLC | Purchased
1893 | 85338 | PV Only | 112.86 | 162518 | Interconnect Only | 3 | 2020-11-05 | 2023-08-31 | 197505 | 0 | Warner Energy, LLC | Purchased
1894 | 85024 | PV Only | 109.02 | 156989 | Interconnect Only | 3 | 2020-11-09 | 2021-02-17 | 308526.6 | 0 | Sun Valley Solar Solutions | Purchased
1895 | 85541 | PV Only | 4.48 | 6451 | Interconnect Only | 3 | 2020-11-12 | 2021-03-10 | 12590 | 0 | Sunny Energy, LLC | Purchased
1896 | 85027 | PV Only | 30 | 43200 | Interconnect Only | 3 | 2020-11-17 | 2021-04-12 | 76349 | 0 | Harmon Electric, Inc. | Purchased
1897 | 85383 | PV Only | 32.85 | 47304 | Interconnect Only | 0 | 2020-11-17 |  | 66481 | 0 | Solar Electric Freedom, LLC | Purchased
1898 | 85053 | PV Only | 91.02 | 131069 | Interconnect Only | 3 | 2020-11-17 | 2022-03-09 | 300779 | 0 | Abco Solar, Inc. | Purchased
1899 | 85365 | PV Only | 17.68 | 25459 | Interconnect Only | 3 | 2020-11-18 | 2021-01-29 | 65692.5 | 0 | Liggett Electrical Services, LLC | Purchased
1900 | 85383 | PV Only | 4.015 | 5782 | Interconnect Only | 0 | 2020-11-19 |  | 13745 | 0 | Solar Electric Freedom, LLC | Purchased
1901 | 85382 | PV Only | 27.06 | 38966 | Interconnect Only | 3 | 2020-11-30 | 2021-04-30 | 73522 | 0 | SunPro Solar | Purchased
1902 | 86336 | PV Only | 17.39 | 25042 | Interconnect Only | 3 | 2020-12-02 | 2021-01-07 | 52000 | 0 | Solarone Energy Group, LLC | Purchased
1903 | 86336 | PV Only | 17.39 | 25042 | Interconnect Only | 3 | 2020-12-02 | 2021-01-07 | 52000 | 0 | Solarone Energy Group, LLC | Purchased
1904 | 85351 | PV Only | 7.15 | 10296 | Interconnect Only | 3 | 2020-12-09 | 2020-12-21 | 55816 | 0 | Aneva Solar | Purchased
1905 | 85383 | PV Only | 6.205 | 8935 | Interconnect Only | 0 | 2020-12-11 |  | 16436 | 0 | Solar Electric Freedom, LLC | Purchased
1906 | 85014 | PV Only | 223.2 | 321408 | Interconnect Only | 3 | 2020-12-11 | 2021-08-11 | 619785 | 0 | Solar Gain, Inc. | Purchased
1907 | 85225 | PV Only | 190.8 | 274752 | Interconnect Only | 3 | 2020-12-11 | 2021-07-26 | 551496 | 0 | Solar Gain, Inc. | Purchased
1908 | 85383 | PV Only | 4.38 | 6307 | Interconnect Only | 3 | 2020-12-14 | 2024-07-12 | 14302 | 0 | Solar Electric Freedom, LLC | Purchased
1909 | 85383 | PV Only | 33.945 | 48881 | Interconnect Only | 0 | 2020-12-14 |  | 68057 | 0 | Solar Electric Freedom, LLC | Purchased
1910 | 85308 | PV Only | 42.56 | 61286 | Interconnect Only | 3 | 2020-12-16 | 2022-01-19 | 80000 | 0 | AZ Sun Services | Purchased
1911 | 85009 | PV Only | 29.9 | 43056 | Interconnect Only | 3 | 2020-12-17 | 2021-07-12 | 97175 | 0 | Prostruct Solar | Purchased
1912 | 85053 | PV Only | 30.42 | 43805 | Interconnect Only | 3 | 2020-12-18 | 2022-09-19 | 85000 | 0 | Solar Electric Freedom, LLC | Purchased
1913 | 85260 | PV Only | 43.2 | 62208 | Interconnect Only | 3 | 2020-12-18 | 2021-10-13 | 150133 | 0 | Solar Electric Freedom, LLC | Purchased
1914 | 85390 | PV Only | 5.2 | 7488 | Interconnect Only | 3 | 2021-01-02 | 2021-04-16 | 0 | 0 | Pro Solutions Air, Electric & Solar | Purchased
1915 | 85390 | PV Only | 7.36 | 10598 | Interconnect Only | 0 | 2021-01-22 |  | 43718 | 0 | Quality Contractor Services, Inc. | Purchased
1916 | 85364 | PV Only | 217.19 | 312754 | Interconnect Only | 3 | 2021-01-25 | 2022-05-19 | 542975 | 0 | Solon Corporation | 3rd Party
1917 | 85365 | PV Only | 223.38 | 321667 | Interconnect Only | 3 | 2021-01-25 | 2022-05-20 | 558450 | 0 | Solon Corporation | 3rd Party
1918 | 85367 | PV Only | 137.64 | 198202 | Interconnect Only | 3 | 2021-01-25 | 2022-02-24 | 337440 | 0 | Solon Corporation | 3rd Party
1919 | 85364 | PV Only | 241.63 | 347947 | Interconnect Only | 3 | 2021-01-27 | 2022-08-02 | 604075 | 0 | Solon Corporation | 3rd Party
1920 | 85350 | PV Only | 277.15 | 399096 | Interconnect Only | 3 | 2021-01-27 | 2021-09-17 | 647950 | 0 | Empire Renewable Energy, LLC | Purchased
1921 | 85365 | PV Only | 33.945 | 48881 | Interconnect Only | 3 | 2021-01-28 | 2021-05-06 | 77635 | 0 | Liggett Electrical Services, LLC | Purchased
1922 | 85260 | PV Only | 330.72 | 476237 | Interconnect Only | 3 | 2021-02-04 | 2021-06-22 | 820000 | 0 | Scout Solar, LLC | 3rd Party
1923 | 85260 | PV Only | 555.36 | 799718 | Interconnect Only | 3 | 2021-02-04 | 2021-06-22 | 1350000 | 0 | Scout Solar, LLC | 3rd Party
1924 | 85027 | PV Only | 221.4 | 318816 | Interconnect Only | 3 | 2021-02-10 | 2021-12-02 | 133424 | 0 | Harmon Electric, Inc. | Purchased
1925 | 85027 | PV Only | 173.84 | 250330 | Interconnect Only | 3 | 2021-02-10 | 2022-01-05 | 107880 | 0 | Harmon Electric, Inc. | Purchased
1926 | 85053 | PV Only | 60.84 | 87610 | Interconnect Only | 3 | 2021-02-10 | 2022-09-19 | 100000 | 0 | Solar Electric Freedom, LLC | Purchased
1927 | 85027 | PV Only | 219.76 | 316454 | Interconnect Only | 3 | 2021-02-10 | 2021-12-02 | 133424 | 0 | Harmon Electric, Inc. | Purchased
1928 | 85603 | PV Only | 319.725 | 460404 | Interconnect Only | 3 | 2021-02-11 | 2021-10-05 | 0 | 0 | I.C. Thomasson Associates | Purchased
1929 | 85364 | PV Only | 601.62 | 866333 | Interconnect Only | 3 | 2021-02-11 | 2022-05-19 | 1504050 | 0 | Solon Corporation | 3rd Party
1930 | 85365 | PV Only | 95.76 | 137894 | Interconnect Only | 3 | 2021-02-17 | 2021-06-08 | 161614 | 0 | Photovoltaic System Manufacturing, LLC | Purchased
1931 | 85364 | PV Only | 581.27 | 837029 | Interconnect Only | 0 | 2021-02-18 |  | 1472600 | 0 | Solon Corporation | 3rd Party
1932 | 85254 | PV Only | 26.18 | 37699 | Interconnect Only | 3 | 2021-02-19 | 2021-05-18 | 62578.36 | 0 | Sun Renu Solar, LLC | Purchased
1933 | 85349 | PV Only | 41.07 | 59141 | Interconnect Only | 3 | 2021-02-19 | 2021-10-08 | 132656.1 | 0 | Smart Solar Solutions, LLC | Purchased
1934 | 85349 | PV Only | 65.49 | 94306 | Interconnect Only | 3 | 2021-02-19 | 2021-10-08 | 211532.7 | 0 | Smart Solar Solutions, LLC | Purchased
1935 | 85375 | PV Only | 156.42 | 225245 | Interconnect Only | 3 | 2021-02-25 | 2021-08-23 | 0 | 0 | Sun Renu Solar, LLC | Purchased
1936 | 85390 | PV Only | 14.72 | 21197 | Interconnect Only | 3 | 2021-02-25 | 2021-03-23 | 43718 | 0 | Quality Contractor Services, Inc. | Purchased
1937 | 85032 | PV Only | 20.54 | 29578 | Interconnect Only | 0 | 2021-02-26 |  | 63588.69 | 0 | Sun Valley Solar Solutions | Purchased
1938 | 85085 | PV Only | 107.8 | 155232 | Interconnect Only | 3 | 2021-02-26 | 2021-11-17 | 286200 | 0 | Commercial Solar Arizona | Purchased
1939 | 85014 | PV Only | 8.16 | 11750 | Interconnect Only | 3 | 2021-03-01 | 2021-09-07 | 27646.38 | 0 | Sun Valley Solar Solutions | Purchased
1940 | 85085 | PV Only | 693.44 | 998554 | Interconnect Only | 3 | 2021-03-01 | 2022-04-04 | 1837616 | 0 | Commercial Solar Arizona | Purchased
1941 | 85085 | PV Only | 378.4 | 544896 | Interconnect Only | 3 | 2021-03-01 | 2022-02-25 | 1002760 | 0 | Commercial Solar Arizona | Purchased
1942 | 85085 | PV Only | 413.6 | 595584 | Interconnect Only | 3 | 2021-03-01 | 2022-03-29 | 1096040 | 0 | Commercial Solar Arizona | Purchased
1943 | 85027 | PV Only | 68.9 | 99216 | Interconnect Only | 3 | 2021-03-08 | 2021-12-01 | 141589 | 0 | Harmon Electric, Inc. | Purchased
1944 | 85085 | PV Only | 553.52 | 797069 | Interconnect Only | 3 | 2021-03-08 | 2022-08-03 | 1879366.46 | 0 | Commercial Solar Arizona | Purchased
1945 | 85085 | PV Only | 846.56 | 1219046 | Interconnect Only | 3 | 2021-03-08 | 2022-08-03 | 2874325.2 | 0 | Commercial Solar Arizona | Purchased
1946 | 85009 | PV Only | 432 | 622080 | Interconnect Only | 3 | 2021-03-09 | 2022-06-15 | 1000000 | 0 | K2 Electric, Inc. | 3rd Party
1947 | 85009 | PV Only | 108 | 155520 | Interconnect Only | 3 | 2021-03-09 | 2021-12-14 | 200000 | 0 | K2 Electric, Inc. | Purchased
1948 | 85034 | PV Only | 12.54 | 18058 | Interconnect Only | 0 | 2021-03-10 |  | 21781.5 | 0 | 1st Light Energy | Purchased
1949 | 86004 | PV Only | 44.8 | 64512 | Interconnect Only | 3 | 2021-03-11 | 2021-11-15 | 127680 | 0 | Rooftop Solar, LLC | Purchased
1950 | 85251 | PV Only | 10.24 | 14746 | Interconnect Only | 3 | 2021-03-15 | 2021-05-04 | 208660 | 0 | Harmon Electric, Inc. | Purchased
1951 | 86326 | PV Only | 13.32 | 19181 | Interconnect Only | 3 | 2021-03-18 | 2021-06-14 | 0 | 0 | ABP Electrical | Purchased
1952 | 86326 | PV Only | 9.72 | 13997 | Interconnect Only | 3 | 2021-03-18 | 2021-06-14 | 0 | 0 | ABP Electrical | Purchased
1953 | 85034 | PV Only | 12.54 | 18058 | Interconnect Only | 0 | 2021-03-19 |  | 30753 | 0 | 1st Light Energy | Purchased
1954 | 85251 | PV Only | 89.6 | 129024 | Interconnect Only | 3 | 2021-03-22 | 2021-12-02 | 353070 | 0 | AZ Sustainable Solar, LLC | Purchased
1955 | 85006 | PV Only | 96.05 | 138312 | Interconnect Only | 0 | 2021-04-01 |  | 166250 | 0 | Streamline Solar Power Systems, LLC | Purchased
1956 | 86047 | PV Only | 71.28 | 102643 | Interconnect Only | 3 | 2021-04-02 | 2021-09-16 | 185000 | 0 | Solar Gain, Inc. | Purchased
1957 | 85335 | PV Only | 32.4 | 46656 | Interconnect Only | 3 | 2021-04-05 | 2021-12-16 | 124994 | 0 | Titan Solar Power, Inc. | Purchased
1958 | 85020 | PV Only | 11.05 | 15912 | Interconnect Only | 3 | 2021-04-12 | 2021-06-28 | 24911 | 0 | Sunny Energy, LLC | Purchased
1959 | 85310 | PV Only | 44.85 | 64584 | Interconnect Only | 3 | 2021-04-21 | 2021-07-28 | 121095 | 0 | Icon Power | Purchased
1960 | 85338 | PV Only | 14.4 | 20736 | Interconnect Only | 3 | 2021-04-22 | 2021-07-27 | 0 | 0 | Titan Solar Power, Inc. | Purchased
1961 | 85086 | PV Only | 31.995 | 46073 | Interconnect Only | 3 | 2021-04-26 | 2022-07-22 | 96760 | 0 | Solar Electric Freedom, LLC | Purchased
1962 | 85345 | PV + Battery | 318.6 | 458784 | Interconnect Only | 3 | 2021-04-28 | 2024-02-07 | 688000 | 0 | Solar Fix | Purchased
1963 | 85014 | PV Only | 140.8 | 202752 | Interconnect Only | 3 | 2021-04-28 | 2022-12-14 | 345000 | 0 | Southface Solar Electric | Purchased
1964 | 85308 | PV Only | 7.56 | 10886 | Interconnect Only | 3 | 2021-05-03 | 2021-10-29 | 17456 | 0 | RDS Solar & Electric | Purchased
1965 | 85032 | PV Only | 21.28 | 30643 | Interconnect Only | 3 | 2021-05-04 | 2022-01-12 | 63588.69 | 0 | Sun Valley Solar Solutions | Purchased
1966 | 85365 | PV Only | 35.64 | 51322 | Interconnect Only | 0 | 2021-05-18 |  | 104055.99 | 0 | Yuma Solar | Purchased
1967 | 85351 | PV Only | 37 | 53280 | Interconnect Only | 3 | 2021-05-18 | 2022-02-04 | 100493 | 0 | Quality Contractor Services, Inc. | Purchased
1968 | 85122 | PV Only | 64.6 | 93024 | Interconnect Only | 0 | 2021-06-02 |  | 199387 | 0 | Shorebreak Energy Arizona, LLC | Purchased
1969 | 85326 | PV Only | 122.1 | 175824 | Interconnect Only | 3 | 2021-06-14 | 2021-08-12 | 250000 | 0 | Scout Solar, LLC | 3rd Party
1970 | 85260 | PV Only | 98.28 | 141523 | Interconnect Only | 3 | 2021-06-16 | 2021-11-02 | 0 | 0 | Sun Renu Solar, LLC | Purchased
1971 | 85008 | PV Only | 1523.92 | 2194445 | Interconnect Only | 0 | 2021-06-16 |  | 0 | 0 | Ameresco Solar | 3rd Party
1972 | 85008 | PV Only | 232.2 | 334368 | Interconnect Only | 0 | 2021-06-17 |  | 0 | 0 | Ameresco Solar | 3rd Party
1973 | 85008 | PV Only | 719.82 | 1036541 | Interconnect Only | 0 | 2021-06-17 |  | 0 | 0 | Ameresco Solar | 3rd Party
1974 | 85086 | PV Only | 11.1 | 15984 | Interconnect Only | 3 | 2021-06-23 | 2021-08-12 | 20000 | 0 | Scout Solar, LLC | 3rd Party
1975 | 85086 | PV Only | 33.3 | 47952 | Interconnect Only | 3 | 2021-06-23 | 2021-09-24 | 60000 | 0 | Scout Solar, LLC | 3rd Party
1976 | 85390 | PV Only | 6.48 | 9331 | Interconnect Only | 3 | 2021-06-24 | 2021-08-31 | 17477 | 0 | Aneva Solar | Purchased
1977 | 86326 | PV Only | 2.56 | 3686 | Interconnect Only | 0 | 2021-07-06 |  | 10985 | 0 | Verde Solar Power | Purchased
1978 | 85012 | PV Only | 23.87 | 34373 | Interconnect Only | 0 | 2021-07-06 |  | 65100 | 0 | Kayo Energy | Purchased
1979 | 85351 | PV Only | 143.64 | 206842 | Interconnect Only | 3 | 2021-07-08 | 2024-02-23 | 280000 | 0 | Ameresco Solar | Purchased
1980 | 85326 | PV Only | 1114.35 | 1604664 | Interconnect Only | 0 | 2021-07-13 |  | 3424182 | 0 | Shorebreak Energy Arizona, LLC | Purchased
1981 | 86326 | PV Only | 2.64 | 3802 | Interconnect Only | 3 | 2021-07-21 | 2021-09-29 | 8721 | 0 | Verde Solar Power | Purchased
1982 | 85260 | PV Only | 8.1 | 11664 | Interconnect Only | 3 | 2021-07-22 | 2021-10-06 | 19845 | 0 | Advanced Energy Systems, LLC | Purchased
1983 | 85007 | PV Only | 278.64 | 401242 | Interconnect Only | 3 | 2021-07-22 | 2022-03-03 | 0 | 0 | GEM Energy, LLC | 3rd Party
1984 | 85032 | PV Only | 63 | 90720 | Interconnect Only | 3 | 2021-07-23 | 2022-07-19 | 0 | 0 | AZ Sun Services | Purchased
1985 | 85086 | PV + Battery | 6.48 | 9331 | Interconnect Only | 3 | 2021-07-27 | 2022-04-01 | 44000 | 0 | Southface Solar Electric | Purchased
1986 | 85254 | PV Only | 69.72 | 100397 | Interconnect Only | 3 | 2021-07-29 | 2022-03-14 | 0 | 0 | Sun Renu Solar, LLC | Purchased
1987 | 86326 | PV Only | 10.35 | 14904 | Interconnect Only | 3 | 2021-08-03 | 2021-09-03 | 21192 | 0 | Solarone Energy Group, LLC | Purchased
1988 | 85251 | PV Only | 146.52 | 210989 | Interconnect Only | 3 | 2021-08-11 | 2022-02-24 | 263736 | 0 | Scout Solar, LLC | 3rd Party
1989 | 85017 | PV Only | 90.3 | 130032 | Interconnect Only | 0 | 2021-08-13 |  | 200079 | 0 | Motive Energy | Purchased
1990 | 85007 | PV Only | 12 | 17280 | Interconnect Only | 0 | 2021-08-19 |  | 179011 | 0 | Solar Electric Freedom, LLC | Purchased
1991 | 85007 | PV Only | 12 | 17280 | Interconnect Only | 0 | 2021-08-19 |  | 179011 | 0 | Solar Electric Freedom, LLC | Purchased
1992 | 85007 | PV Only | 8 | 11520 | Interconnect Only | 0 | 2021-08-19 |  | 179011 | 0 | Solar Electric Freedom, LLC | Purchased
1993 | 85007 | PV Only | 6.4 | 9216 | Interconnect Only | 0 | 2021-08-19 |  | 179011 | 0 | Solar Electric Freedom, LLC | Purchased
1994 | 85034 | PV Only | 18.49 | 26626 | Interconnect Only | 3 | 2021-08-19 | 2022-06-06 | 52756 | 0 | Motive Energy | Purchased
1995 | 85034 | PV Only | 126.85 | 182664 | Interconnect Only | 3 | 2021-08-19 | 2022-06-08 | 339177 | 0 | Motive Energy | Purchased
1996 | 85007 | PV Only | 8.8 | 12672 | Interconnect Only | 0 | 2021-08-19 |  | 179011 | 0 | Solar Electric Freedom, LLC | Purchased
1997 | 85007 | PV Only | 8 | 11520 | Interconnect Only | 0 | 2021-08-19 |  | 179011 | 0 | Solar Electric Freedom, LLC | Purchased
1998 | 85307 | PV Only | 774.06 | 1114646 | Interconnect Only | 3 | 2021-08-24 | 2023-11-06 | 0 | 0 | PowerFlex | Purchased
1999 | 85338 | PV Only | 387 | 557280 | Interconnect Only | 3 | 2021-08-27 | 2022-04-21 | 803000 | 0 | Commercial Solar Arizona | Purchased
2000 | 85395 | PV Only | 4375.32 | 6300461 | Interconnect Only | 0 | 2021-08-31 |  | 0 | 0 | Green Source | Purchased
2001 | 85013 | PV Only | 298.32 | 429581 | Interconnect Only | 3 | 2021-08-31 | 2022-08-05 | 522900 | 0 | Sun Renu Solar, LLC | Purchased
2002 | 86326 | PV Only | 2.64 | 3802 | Interconnect Only | 3 | 2021-08-31 | 2021-10-14 | 4718 | 0 | Verde Solar Power | Purchased
2003 | 86322 | PV Only | 77.675 | 111852 | Interconnect Only | 3 | 2021-09-02 | 2022-02-11 | 192118.25 | 0 | Quality Contractor Services, Inc. | Purchased
2004 | 85012 | PV Only | 495.72 | 713837 | Interconnect Only | 3 | 2021-09-07 | 2022-09-02 | 1100000 | 0 | Ameresco Solar | 3rd Party
2005 | 85012 | PV Only | 415.53 | 598363 | Interconnect Only | 3 | 2021-09-07 | 2022-09-02 | 680000 | 0 | Ameresco Solar | 3rd Party
2006 | 85122 | PV Only | 61.2 | 88128 | Interconnect Only | 0 | 2021-09-16 |  | 199387 | 0 | Shorebreak Energy Arizona, LLC | Purchased
2007 | 85122 | PV Only | 34 | 48960 | Interconnect Only | 3 | 2021-09-17 | 2024-08-07 | 117000 | 0 | Shorebreak Energy Arizona, LLC | Purchased
2008 | 85122 | PV Only | 35.7 | 51408 | Interconnect Only | 3 | 2021-09-21 | 2024-05-23 | 122850 | 0 | Shorebreak Energy Arizona, LLC | Purchased
2009 | 85004 | PV Only | 122.64 | 176602 | Interconnect Only | 3 | 2021-09-22 | 2022-08-04 | 260879 | 0 | Harmon Electric, Inc. | Purchased
2010 | 85281 | PV Only | 36.5 | 52560 | Interconnect Only | 0 | 2021-09-22 |  | 0 | 0 | Wilson Electric Services Corp | Purchased
2011 | 85034 | PV Only | 145.55 | 209592 | Interconnect Only | 0 | 2021-09-22 |  | 0 | 0 | Overland Contracting Inc | Purchased
2012 | 85375 | PV Only | 57 | 82080 | Interconnect Only | 3 | 2021-09-22 | 2022-06-14 | 0 | 0 | T K Electric | Purchased
2013 | 85939 | PV Only | 4.9 | 7056 | Interconnect Only | 3 | 2021-09-23 | 2021-11-24 | 15000 | 0 | Positive Solar Electric, LLC | Purchased
2014 | 85122 | PV Only | 102.425 | 147492 | Interconnect Only | 0 | 2021-09-24 |  | 352464 | 0 | Shorebreak Energy Arizona, LLC | Purchased
2015 | 85122 | PV Only | 132.6 | 190944 | Interconnect Only | 0 | 2021-09-24 |  | 122850 | 0 | Shorebreak Energy Arizona, LLC | Purchased
2016 | 85122 | PV Only | 61.2 | 88128 |  | 0 | 2021-09-24 |  | 201601 | 0 | Shorebreak Energy Arizona, LLC | Purchased
2017 | 85122 | PV Only | 27.2 | 39168 | Interconnect Only | 0 | 2021-09-24 |  | 93600 | 0 | Shorebreak Energy Arizona, LLC | Purchased
2018 | 85122 | PV Only | 34.425 | 49572 | Interconnect Only | 0 | 2021-09-24 |  | 118570 | 0 | Shorebreak Energy Arizona, LLC | Purchased
2019 | 85122 | PV Only | 29.325 | 42228 | Interconnect Only | 3 | 2021-09-24 | 2024-06-06 | 100913 | 0 | Shorebreak Energy Arizona, LLC | Purchased
2020 | 85259 | PV Only | 59.94 | 86314 | Interconnect Only | 3 | 2021-09-30 | 2023-03-20 | 0 | 0 | Titan Solar Power, Inc. | Purchased
2021 | 85251 | PV Only | 8.45 | 12168 | Interconnect Only | 3 | 2021-09-29 | 2021-12-02 | 23778.63 | 0 | Elevation Solar, LLC | 3rd Party
2022 | 85395 | PV Only | 1418.4 | 2042496 | Interconnect Only | 3 | 2021-09-29 | 2023-05-10 | 4452162 | 0 | Duke Energy Sustainable Solutions | Purchased
2023 | 85395 | PV Only | 1431.63 | 2061547 | Interconnect Only | 3 | 2021-09-29 | 2023-05-10 | 0 | 0 | Duke Energy Sustainable Solutions | Purchased
2024 | 85541 | PV Only | 17.015 | 24502 | Interconnect Only | 3 | 2021-09-30 | 2023-01-18 | 43017 | 0 | SunUp America | Purchased
2025 | 85349 | PV Only | 74.46 | 107222 | Interconnect Only | 3 | 2021-09-30 | 2022-06-07 | 0 | 0 | Titan Solar Power, Inc. | Purchased
2026 | 85631 | PV Only | 16.775 | 24156 | Interconnect Only | 3 | 2021-09-30 | 2022-08-08 | 9226.25 | 0 | AZ Sun Services | Purchased
2027 | 86327 | PV Only | 2.22 | 3197 | Interconnect Only | 0 | 2021-09-30 |  | 0 | 0 | Titan Solar Power, Inc. | Purchased
2028 | 86305 | PV + Battery | 10.88 | 15667 | Interconnect Only | 3 | 2021-09-30 | 2022-04-15 | 0 | 0 | Prometheus Solar | Purchased
2029 | 85032 | PV Only | 93.24 | 134266 | Interconnect Only | 3 | 2021-10-11 | 2022-05-13 | 0 | 0 | Scout Solar, LLC | 3rd Party
2030 | 85383 | PV Only | 57.42 | 82685 | Interconnect Only | 3 | 2021-10-13 | 2023-03-14 | 190000 | 0 | Mira Bella Builders, LLC | Purchased
2031 | 85029 | PV Only | 561.33 | 808315 | Interconnect Only | 3 | 2021-10-18 | 2023-06-23 | 1080000 | 0 | Ameresco Solar | Purchased
2032 | 85029 | PV Only | 568.44 | 818554 | Interconnect Only | 3 | 2021-10-18 | 2023-06-23 | 1080000 | 0 | Ameresco Solar | Purchased
2033 | 85027 | PV Only | 732.06 | 1054166 | Interconnect Only | 3 | 2021-10-19 | 2023-06-23 | 1613000 | 0 | Ameresco Solar | Purchased
2034 | 85027 | PV Only | 739.35 | 1064664 | Interconnect Only | 3 | 2021-10-19 | 2023-06-23 | 1560000 | 0 | Ameresco Solar | Purchased
2035 | 85034 | PV Only | 12 | 17280 | Interconnect Only | 0 | 2021-10-22 |  | 30753 | 0 | 1st Light Energy | Purchased
2036 | 85034 | PV Only | 12 | 17280 | Interconnect Only | 0 | 2021-10-22 |  | 36903.6 | 0 | 1st Light Energy | Purchased
2037 | 85003 | PV Only | 15 | 21600 | Interconnect Only | 3 | 2021-11-02 | 2022-07-13 | 0 | 0 | Freedom Forever | Purchased
2038 | 85260 | PV Only | 21.93 | 31579 | Interconnect Only | 3 | 2021-11-03 | 2022-02-09 | 42129 | 0 | Photovoltaic System Manufacturing, LLC | Purchased
2039 | 85365 | PV Only | 27.45 | 39528 | Interconnect Only | 3 | 2021-11-04 | 2022-06-14 | 0 | 0 | Titan Solar Power, Inc. | 3rd Party
2040 | 85014 | PV Only | 76.875 | 110700 | Interconnect Only | 3 | 2021-11-05 | 2022-02-24 | 161985 | 0 | Harmon Electric, Inc. | Purchased
2041 | 85007 | PV Only | 28.86 | 41558 | Interconnect Only | 3 | 2021-11-08 | 2022-08-01 | 0 | 0 | Titan Solar Power, Inc. | Purchased
2042 | 85009 | PV Only | 22 | 31680 | Interconnect Only | 3 | 2021-11-10 | 2021-12-17 | 0 | 0 | Titan Solar Power, Inc. | 3rd Party
2043 | 86001 | PV Only | 8.16 | 11750 | Interconnect Only | 3 | 2021-11-15 | 2022-07-11 | 0 | 0 | Prometheus Solar | Purchased
2044 | 85122 | PV Only | 20.655 | 29743 | Interconnect Only | 3 | 2021-11-22 | 2022-07-01 | 55769 | 0 | Lavoie Electric | Purchased
2045 | 86322 | PV Only | 29.97 | 43157 | Interconnect Only | 3 | 2021-11-30 | 2022-01-07 | 38626 | 0 | Verde Solar Power | Purchased
2046 | 85331 | PV Only | 22.1 | 31824 | Interconnect Only | 3 | 2021-12-02 | 2022-04-18 | 0 | 0 | Quality Contractor Services, Inc. | Purchased
2047 | 85251 | PV Only | 14.8 | 21312 | Interconnect Only | 3 | 2021-12-09 | 2022-07-21 | 0 | 0 | Titan Solar Power, Inc. | Purchased
2048 | 85375 | PV Only | 35.64 | 51322 | Interconnect Only | 3 | 2021-12-17 | 2021-12-10 | 0 | 0 | Titan Solar Power, Inc. | Purchased
2049 | 85132 | PV Only | 1.86 | 2678 | Interconnect Only | 0 | 2021-12-17 |  | 8900 | 0 | Self Installer | Purchased
2050 | 85255 | PV Only | 69.7 | 100368 | Interconnect Only | 0 | 2021-12-19 |  | 0 | 0 | Overland Contracting Inc | Purchased
2051 | 85259 | PV Only | 22.55 | 32472 | Interconnect Only | 0 | 2021-12-19 |  | 0 | 0 | Overland Contracting Inc | Purchased
2052 | 85282 | PV Only | 149.65 | 215496 | Interconnect Only | 0 | 2021-12-19 |  | 0 | 0 | Overland Contracting Inc | Purchased
2053 | 85029 | PV Only | 148.42 | 213725 | Interconnect Only | 0 | 2021-12-19 |  | 0 | 0 | Overland Contracting Inc | Purchased
2054 | 85022 | PV Only | 14.76 | 21254 | Interconnect Only | 0 | 2021-12-19 |  | 0 | 0 | Overland Contracting Inc | Purchased
2055 | 85258 | PV Only | 145.55 | 209592 | Interconnect Only | 0 | 2021-12-19 |  | 0 | 0 | Overland Contracting Inc | Purchased
2056 | 85377 | PV Only | 34.85 | 50184 | Interconnect Only | 0 | 2021-12-19 |  | 0 | 0 | Overland Contracting Inc | Purchased
2057 | 85260 | PV Only | 66.42 | 95645 | Interconnect Only | 0 | 2021-12-20 |  | 0 | 0 | Overland Contracting Inc | Purchased
2058 | 85024 | PV Only | 43.87 | 63173 | Interconnect Only | 0 | 2021-12-20 |  | 0 | 0 | Overland Contracting Inc | Purchased
2059 | 85253 | PV Only | 32.8 | 47232 | Interconnect Only | 0 | 2021-12-20 |  | 0 | 0 | Overland Contracting Inc | Purchased
2060 | 85351 | PV Only | 148.83 | 214315 | Interconnect Only | 0 | 2021-12-20 |  | 0 | 0 | Overland Contracting Inc | Purchased
2061 | 85382 | PV Only | 51.25 | 73800 | Interconnect Only | 0 | 2021-12-20 |  | 0 | 0 | Overland Contracting Inc | Purchased
2062 | 85375 | PV Only | 149.65 | 215496 | Interconnect Only | 0 | 2021-12-20 |  | 0 | 0 | Overland Contracting Inc | Purchased
2063 | 85395 | PV Only | 36.9 | 53136 | Interconnect Only | 0 | 2021-12-20 |  | 0 | 0 | Overland Contracting Inc | Purchased
2064 | 85254 | PV Only | 91.02 | 131069 | Interconnect Only | 0 | 2021-12-20 |  | 0 | 0 | Overland Contracting Inc | Purchased
2065 | 85390 | PV Only | 16.28 | 23443 | Interconnect Only | 3 | 2021-12-20 | 2022-05-04 | 0 | 0 | Titan Solar Power, Inc. | Purchased
2066 | 86305 | PV Only | 7.2 | 10368 | Interconnect Only | 3 | 2022-01-03 | 2022-08-23 | 36489.3 | 0 | Industrial Solar, LLC | Purchased
2067 | 85374 | PV Only | 40.18 | 57859 | Interconnect Only | 0 | 2022-01-04 |  | 0 | 0 | Overland Contracting Inc | Purchased
2068 | 86323 | PV Only | 86.92 | 125165 | Interconnect Only | 0 | 2022-01-05 |  | 0 | 0 | Overland Contracting Inc | Purchased
2069 | 86322 | PV Only | 118.49 | 170626 | Interconnect Only | 0 | 2022-01-05 |  | 0 | 0 | Overland Contracting Inc | Purchased
2070 | 86336 | PV Only | 44.5 | 64080 | Interconnect Only | 0 | 2022-01-05 |  | 79834 | 0 | Green Earth Energy & Environmental, Inc. | Purchased
2071 | 86336 | PV Only | 24.11 | 34718 | Interconnect Only | 0 | 2022-01-05 |  | 79946 | 0 | Green Earth Energy & Environmental, Inc. | Purchased
2072 | 85346 | PV Only | 8.8 | 12672 | Interconnect Only | 3 | 2022-01-11 | 2022-04-04 | 38500 | 0 | Burro Electric | Purchased
2073 | 85541 | PV Only | 17.55 | 25272 | Interconnect Only | 3 | 2022-01-12 | 2022-07-05 | 65000 | 0 | Solar Covered Parking, LLC | 3rd Party
2074 | 86004 | PV Only | 59.15 | 85176 | Interconnect Only | 3 | 2022-01-18 | 2022-06-06 | 166000 | 0 | Rooftop Solar, LLC | Purchased
2075 | 85382 | PV Only | 31.59 | 45490 | Interconnect Only | 3 | 2022-01-20 | 2022-09-07 | 90000 | 0 | Empire Renewable Energy, LLC | Purchased
2076 | 85382 | PV Only | 15.99 | 23026 | Interconnect Only | 3 | 2022-01-20 | 2022-09-07 | 38500 | 0 | Empire Renewable Energy, LLC | Purchased
2077 | 85382 | PV Only | 22.23 | 32011 | Interconnect Only | 3 | 2022-01-21 | 2022-09-07 | 62820 | 0 | Empire Renewable Energy, LLC | Purchased
2078 | 85382 | PV Only | 15.21 | 21902 | Interconnect Only | 3 | 2022-01-21 | 2022-09-07 | 43000 | 0 | Empire Renewable Energy, LLC | Purchased
2079 | 85382 | PV Only | 11.7 | 16848 | Interconnect Only | 3 | 2022-01-21 | 2022-09-07 | 39700 | 0 | Empire Renewable Energy, LLC | Purchased
2080 | 85395 | PV Only | 132.75 | 191160 | Interconnect Only | 3 | 2022-01-25 | 2022-09-14 | 222931 | 0 | Sun Renu Solar, LLC | Purchased
2081 | 85027 | PV Only | 337.755 | 486367 | Interconnect Only | 3 | 2022-01-26 | 2023-01-23 | 917000 | 0 | Harmon Electric, Inc. | Purchased
2082 | 85334 | PV Only | 9.6 | 13824 | Interconnect Only | 3 | 2022-01-27 | 2022-03-10 | 50000 | 0 | Solar Electric Freedom, LLC | Purchased
2083 | 85017 | PV Only | 238.95 | 344088 | Interconnect Only | 3 | 2022-01-27 | 2023-01-20 | 680346 | 0 | Harmon Electric, Inc. | Purchased
2084 | 85014 | PV Only | 299.2 | 430848 | Interconnect Only | 3 | 2022-02-09 | 2022-05-18 | 0 | 0 | Scout Solar, LLC | 3rd Party
2085 | 85281 | PV Only | 6.12 | 8813 | Interconnect Only | 3 | 2022-02-09 | 2022-11-07 | 24000 | 0 | Stockbridge Energy Group | Purchased
2086 | 85014 | PV Only | 118.8 | 171072 | Interconnect Only | 3 | 2022-02-10 | 2022-06-10 | 0 | 0 | Scout Solar, LLC | 3rd Party
2087 | 85607 | PV Only | 30.885 | 44474 | Interconnect Only | 3 | 2022-02-14 | 2022-07-11 | 0 | 0 | Scout Solar, LLC | 3rd Party
2088 | 85607 | PV Only | 11.31 | 16286 | Interconnect Only | 3 | 2022-02-14 | 2022-08-09 | 0 | 0 | Scout Solar, LLC | 3rd Party
2089 | 85122 | PV Only | 22.88 | 32947 | Interconnect Only | 3 | 2022-02-14 | 2022-05-05 | 0 | 0 | Scout Solar, LLC | 3rd Party
2090 | 85128 | PV Only | 157.44 | 226714 | Interconnect Only | 3 | 2022-02-16 | 2022-09-07 | 304744.3 | 0 | Urban Energy Solutions, LLC | Purchased
2091 | 85251 | PV Only | 27.3 | 39312 | Interconnect Only | 0 | 2022-02-21 |  | 0 | 0 | Solar Covered Parking, LLC | Purchased
2092 | 85374 | PV Only | 32.04 | 46138 | Interconnect Only | 3 | 2022-02-23 | 2022-10-31 | 91000 | 0 | Urban Energy Solutions, LLC | Purchased
2093 | 85364 | PV Only | 43.2 | 62208 | Interconnect Only | 3 | 2022-02-25 | 2023-09-05 | 105000 | 0 | D&H Electric | Purchased
2094 | 85350 | PV Only | 2726.88 | 3926707 | Interconnect Only | 0 | 2022-02-28 |  | 4600000 | 0 | Ameresco Solar | Purchased
2095 | 85008 | PV Only | 199.35 | 287064 | Interconnect Only | 0 | 2022-03-01 |  | 465000 | 0 | Solar Gain, Inc. | Purchased
2096 | 85338 | PV Only | 8.875 | 12780 | Interconnect Only | 0 | 2022-03-03 |  | 0 | 0 | Titan Solar Power, Inc. | Purchased
2097 | 85132 | PV Only | 707.52 | 1018829 | Interconnect Only | 3 | 2022-03-04 | 2024-01-22 | 1513245 | 0 | Armstrong Service Electric | Purchased
2098 | 85132 | PV Only | 174.69 | 251554 | Interconnect Only | 3 | 2022-03-04 | 2024-01-08 | 470286 | 0 | Armstrong Service Electric | Purchased
2099 | 85132 | PV Only | 232.65 | 335016 | Interconnect Only | 3 | 2022-03-04 | 2024-01-26 | 578044 | 0 | Armstrong Service Electric | Purchased
2100 | 85132 | PV Only | 184.32 | 265421 | Interconnect Only | 3 | 2022-03-04 | 2024-01-22 | 407320 | 0 | Armstrong Service Electric | Purchased
2101 | 85132 | PV Only | 47.88 | 68947 | Interconnect Only | 3 | 2022-03-04 | 2024-01-08 | 133756 | 0 | Armstrong Service Electric | Purchased
2102 | 85132 | PV Only | 146.52 | 210989 | Interconnect Only | 3 | 2022-03-04 | 2024-01-26 | 368040 | 0 | Armstrong Service Electric | Purchased
2103 | 86004 | PV Only | 114.8 | 165312 | Interconnect Only | 0 | 2022-03-08 |  | 0 | 0 | Overland Contracting Inc | Purchased
2104 | 86001 | PV Only | 118.08 | 170035 | Interconnect Only | 0 | 2022-03-08 |  | 0 | 0 | Overland Contracting Inc | Purchased
2105 | 86301 | PV Only | 145.55 | 209592 | Interconnect Only | 0 | 2022-03-08 |  | 0 | 0 | Overland Contracting Inc | Purchased
2106 | 86301 | PV Only | 146.37 | 210773 | Interconnect Only | 0 | 2022-03-08 |  | 0 | 0 | Overland Contracting Inc | Purchased
2107 | 85901 | PV Only | 149.65 | 215496 | Interconnect Only | 0 | 2022-03-08 |  | 0 | 0 | Overland Contracting Inc | Purchased
2108 | 85390 | PV Only | 41.82 | 60221 | Interconnect Only | 0 | 2022-03-08 |  | 0 | 0 | Overland Contracting Inc | Purchased
2109 | 85027 | PV Only | 58.5 | 84240 | Interconnect Only | 3 | 2022-03-08 | 2022-05-03 | 114282.51 | 0 | Sun Valley Solar Solutions | Purchased
2110 | 85260 | PV Only | 19.76 | 28454 | Interconnect Only | 3 | 2022-03-08 | 2022-07-05 | 53923 | 0 | Aneva Solar | Purchased
2111 | 85043 | PV Only | 1182.6 | 1702944 | Interconnect Only | 2 | 2022-03-14 |  | 0 | 0 | Baywa r.e. Power Solutions | Purchased
2112 | 85012 | PV Only | 34 | 48960 | Interconnect Only | 0 | 2022-03-22 |  | 100000 | 0 | Solar Covered Parking, LLC | 3rd Party
2113 | 85383 | PV Only | 18 | 25920 | Interconnect Only | 3 | 2022-03-25 | 2022-11-09 | 0 | 0 | Our World Energy | Purchased
2114 | 85021 | PV Only | 7.15 | 10296 | Interconnect Only | 3 | 2022-03-25 | 2022-11-18 | 17875 | 0 | Quality Contractor Services, Inc. | Purchased
2115 | 85021 | PV Only | 6.825 | 9828 | Interconnect Only | 3 | 2022-03-28 | 2022-11-18 | 17075 | 0 | Quality Contractor Services, Inc. | Purchased
2116 | 85260 | PV Only | 30.8 | 44352 | Interconnect Only | 0 | 2022-03-30 |  | 60000 | 0 | Strong Tower LLC | Purchased
2117 | 85355 | PV Only | 2527.65 | 3639816 | Interconnect Only | 3 | 2022-04-05 | 2023-04-24 | 3854693 | 0 | Azimuth Energy | Purchased
2118 | 85355 | PV Only | 1130.78 | 1628323 | Interconnect Only | 3 | 2022-04-05 | 2023-04-24 | 1734612 | 0 | Azimuth Energy | Purchased
2119 | 85355 | PV Only | 1147.18 | 1651939 | Interconnect Only | 3 | 2022-04-05 | 2023-02-24 | 1734612 | 0 | Azimuth Energy | Purchased
2120 | 85012 | PV Only | 17 | 24480 | Interconnect Only | 0 | 2022-04-14 |  | 65000 | 0 | Solar Covered Parking, LLC | 3rd Party
2121 | 85260 | PV Only | 30.705 | 44215 | Interconnect Only | 3 | 2022-04-18 | 2023-05-17 | 28253.2 | 0 | AZ Sun Services | Purchased
2122 | 85260 | PV Only | 30.26 | 43574 | Interconnect Only | 3 | 2022-04-18 | 2023-05-17 | 28253.2 | 0 | AZ Sun Services | Purchased
2123 | 85365 | PV Only | 374.4 | 539136 | Interconnect Only | 3 | 2022-04-20 | 2023-05-01 | 0 | 0 | Verogy | Purchased
2124 | 86314 | PV Only | 237.6 | 342144 | Interconnect Only | 3 | 2022-04-21 | 2023-08-22 | 0 | 0 | Verogy | Purchased
2125 | 85009 | PV Only | 851.72 | 1226477 | Interconnect Only | 3 | 2022-04-22 | 2024-01-12 | 2600000 | 0 | Affordable Solar | Purchased
2126 | 85365 | PV Only | 36.18 | 52099 | Interconnect Only | 3 | 2022-04-25 | 2023-08-07 | 45000 | 0 | Eckard Commercial Construction, Inc. | Purchased
2127 | 85901 | PV Only | 36.48 | 52531 | Interconnect Only | 3 | 2022-04-28 | 2023-10-31 | 122958.39 | 0 | The Solar Exchange | Purchased
2128 | 85349 | PV Only | 431.83 | 621835 | Interconnect Only | 3 | 2022-05-05 | 2024-05-03 | 618000 | 0 | Pilkington Construction Co | Purchased
2129 | 85122 | PV Only | 35.7 | 51408 | Interconnect Only | 0 | 2022-05-09 |  | 199387 | 0 | Shorebreak Energy Arizona, LLC | Purchased
2130 | 85383 | PV Only | 26.4 | 38016 | Interconnect Only | 3 | 2022-05-09 | 2022-07-11 | 71383.3 | 0 | Rooftop Solar, LLC | Purchased
2131 | 85122 | PV Only | 58.65 | 84456 | Interconnect Only | 3 | 2022-05-10 | 2024-08-30 | 352464 | 0 | Shorebreak Energy Arizona, LLC | Purchased
2132 | 85122 | PV Only | 25.075 | 36108 | Interconnect Only | 0 | 2022-05-10 |  | 93600 | 0 | Shorebreak Energy Arizona, LLC | Purchased
2133 | 85122 | PV Only | 117.725 | 169524 | Interconnect Only | 3 | 2022-05-10 | 2024-08-30 | 250000 | 0 | Shorebreak Energy Arizona, LLC | Purchased
2134 | 85367 | PV Only | 12.87 | 18533 | Interconnect Only | 3 | 2022-05-12 | 2022-08-11 | 34838.65 | 0 | Yuma Solar | Purchased
2135 | 85367 | PV Only | 20.35 | 29304 | Interconnect Only | 3 | 2022-05-12 | 2022-11-28 | 56922.82 | 0 | Yuma Solar | Purchased
2136 | 85032 | PV Only | 46.41 | 66830 | Interconnect Only | 0 | 2022-05-17 |  | 135000 | 0 | Solar Covered Parking, LLC | 3rd Party
2137 | 85365 | PV Only | 3.2 | 4608 | Interconnect Only | 3 | 2022-05-18 | 2022-10-12 | 0 | 0 | Bright Home Energy | Purchased
2138 | 85027 | PV + Battery | 5670 | 8164800 | Interconnect Only | 0 | 2022-05-20 |  | 0 | 0 | Jacobs | Purchased
2139 | 85937 | PV Only | 8.64 | 12442 | Interconnect Only | 3 | 2022-05-25 | 2022-10-14 | 71574 | 0 | Positive Solar Electric, LLC | Purchased
2140 | 86004 | PV Only | 7.2 | 10368 | Interconnect Only | 0 | 2022-05-25 |  | 0 | 0 | Prometheus Solar | Purchased
2141 | 85004 | PV Only | 5.395 | 7769 | Interconnect Only | 3 | 2022-06-01 | 2023-08-07 | 20721 | 0 | Aneva Solar | Purchased
2142 | 85004 | PV Only | 5.395 | 7769 | Interconnect Only | 3 | 2022-06-01 | 2023-08-07 | 20721 | 0 | Aneva Solar | Purchased
2143 | 85004 | PV Only | 18.26 | 26294 | Interconnect Only | 3 | 2022-06-02 | 2023-08-07 | 47694 | 0 | Aneva Solar | Purchased
2144 | 85355 | PV Only | 81.9 | 117936 | Interconnect Only | 3 | 2022-06-03 | 2022-12-12 | 295683.44 | 0 | Sun Valley Solar Solutions | Purchased
2145 | 85281 | PV Only | 106.7 | 153648 | Interconnect Only | 3 | 2022-06-06 | 2023-06-15 | 260429 | 0 | Solar Gain, Inc. | Purchased
2146 | 85281 | PV Only | 60.625 | 87300 | Interconnect Only | 3 | 2022-06-07 | 2023-05-23 | 147971 | 0 | Solar Gain, Inc. | Purchased
2147 | 86305 | PV Only | 11.1 | 15984 | Interconnect Only | 3 | 2022-06-21 | 2023-02-07 | 34807.77 | 0 | Sunrun Installation Service | 3rd Party
2148 | 85024 | PV + Battery | 10.36 | 14918 | Interconnect Only | 0 | 2022-06-22 |  | 56140 | 0 | Arizona Energy Pros, Inc. | Purchased
2149 | 85027 | PV Only | 672.3 | 968112 | Interconnect Only | 0 | 2022-06-22 |  | 1500000 | 0 | Ameresco Solar | Purchased
2150 | 85365 | PV Only | 10.4 | 14976 | Interconnect Only | 3 | 2022-07-15 | 2022-12-23 | 0 | 0 | Titan Solar Power, Inc. | Purchased
2151 | 85043 | PV Only | 1169.46 | 1684022 | Interconnect Only | 2 | 2022-06-24 |  | 0 | 0 | Baywa r.e. Power Solutions | Purchased
2152 | 85553 | PV Only | 28 | 40320 | Interconnect Only | 0 | 2022-06-27 |  | 0 | 0 | Freedom Forever | Purchased
2153 | 86336 | PV Only | 10.64 | 15322 | Interconnect Only | 0 | 2022-06-28 |  | 19713 | 0 | Verde Solar Power | Purchased
2154 | 85364 | PV Only | 146.78 | 211363 | Interconnect Only | 0 | 2022-06-30 |  | 0 | 0 | Overland Contracting Inc | Purchased
2155 | 85351 | PV Only | 44.69 | 64354 | Interconnect Only | 0 | 2022-06-30 |  | 0 | 0 | Overland Contracting Inc | Purchased
2156 | 85266 | PV Only | 127.8 | 184032 | Interconnect Only | 3 | 2022-07-05 | 2022-12-14 | 230040 | 0 | Scout Solar, LLC | 3rd Party
2157 | 85334 | PV Only | 45.14 | 65002 | Interconnect Only | 3 | 2022-07-05 | 2023-08-15 | 48100 | 0 | Green Source | Purchased
2158 | 85334 | PV Only | 42.7 | 61488 | Interconnect Only | 3 | 2022-07-05 | 2023-08-15 | 42700 | 0 | Green Source | Purchased
2159 | 85334 | PV Only | 37 | 53280 | Interconnect Only | 3 | 2022-07-05 | 2023-08-15 | 37000 | 0 | Green Source | Purchased
2160 | 85334 | PV Only | 22.32 | 32141 | Interconnect Only | 3 | 2022-07-05 | 2023-08-15 | 22320 | 0 | Green Source | Purchased
2161 | 85334 | PV Only | 39.96 | 57542 | Interconnect Only | 3 | 2022-07-05 | 2023-08-15 | 39960 | 0 | Green Source | Purchased
2162 | 85334 | PV Only | 52.5 | 75600 | Interconnect Only | 3 | 2022-07-05 | 2023-08-15 | 52500 | 0 | Green Source | Purchased
2163 | 85334 | PV Only | 107.8 | 155232 | Interconnect Only | 3 | 2022-07-05 | 2023-10-04 | 107800 | 0 | Green Source | Purchased
2164 | 85012 | PV Only | 16.32 | 23501 | Interconnect Only | 0 | 2022-07-08 |  | 50000 | 0 | Solar Covered Parking, LLC | 3rd Party
2165 | 85607 | PV Only | 3.65 | 5256 | Interconnect Only | 3 | 2022-07-11 | 2022-10-24 | 14047.62 | 0 | T K Electric | Purchased
2166 | 85251 | PV Only | 44.8 | 64512 | Interconnect Only | 3 | 2022-07-12 | 2022-08-15 | 0 | 0 | AZ Sustainable Solar, LLC | Purchased
2167 | 85131 | PV Only | 743.14 | 1070122 | Interconnect Only | 3 | 2022-07-14 | 2022-12-19 | 1781435 | 0 | Delta Diversified Enterprises Inc. | Purchased
2168 | 85004 | PV Only | 82.72 | 119117 | Interconnect Only | 3 | 2022-07-14 | 2022-08-23 | 0 | 0 | Scout Solar, LLC | 3rd Party
2169 | 85004 | PV Only | 41.36 | 59558 | Interconnect Only | 3 | 2022-07-14 | 2022-08-26 | 0 | 0 | Scout Solar, LLC | 3rd Party
2170 | 85004 | PV Only | 70.84 | 102010 | Interconnect Only | 3 | 2022-07-14 | 2022-08-26 | 0 | 0 | Scout Solar, LLC | 3rd Party
2171 | 85032 | PV Only | 86.58 | 124675 | Interconnect Only | 3 | 2022-07-21 | 2023-03-09 | 0 | 0 | Scout Solar, LLC | 3rd Party
2172 | 85364 | PV Only | 69.56 | 100166 | Interconnect Only | 3 | 2022-07-29 | 2023-06-08 | 0 | 0 | Titan Solar Power, Inc. | Purchased
2173 | 85326 | PV Only | 8.925 | 12852 | Interconnect Only | 3 | 2022-08-02 | 2024-06-11 | 50472 | 0 | Shorebreak Energy Arizona, LLC | Purchased
2174 | 85326 | PV Only | 9.775 | 14076 | Interconnect Only | 3 | 2022-08-02 | 2024-06-11 | 50472 | 0 | Shorebreak Energy Arizona, LLC | Purchased
2175 | 85326 | PV Only | 9.775 | 14076 |  | 0 | 2022-08-02 |  | 56141.33 | 0 | Shorebreak Energy Arizona, LLC | Purchased
2176 | 85349 | PV Only | 57.6 | 82944 | Interconnect Only | 0 | 2022-08-03 |  | 0 | 0 | Titan Solar Power, Inc. | Purchased
2177 | 85027 | PV Only | 19.14 | 27562 | Interconnect Only | 3 | 2022-08-10 | 2023-07-26 | 0 | 0 | Sunsolar Solutions | Purchased
2178 | 85281 | PV Only | 63.05 | 90792 | Interconnect Only | 3 | 2022-08-11 | 2023-05-23 | 153890 | 0 | Solar Gain, Inc. | Purchased
2179 | 85258 | PV Only | 91.8 | 132192 | Interconnect Only | 3 | 2022-08-24 | 2023-12-15 | 128035.5 | 0 | Sun Renu Solar, LLC | Purchased
2180 | 85260 | PV Only | 30.8 | 44352 | Interconnect Only | 3 | 2022-08-15 | 2022-11-16 | 65000 | 0 | Solar Fix | Purchased
2181 | 85122 | PV Only | 54.4 | 78336 | Interconnect Only | 3 | 2022-08-18 | 2024-06-06 | 0 | 0 | Shorebreak Energy Arizona, LLC | Purchased
2182 | 85122 | PV Only | 61.2 | 88128 | Interconnect Only | 3 | 2022-08-18 | 2024-08-07 | 0 | 0 | Shorebreak Energy Arizona, LLC | Purchased
2183 | 85122 | PV Only | 132.6 | 190944 | Interconnect Only | 3 | 2022-08-18 | 2024-09-09 | 0 | 0 | Shorebreak Energy Arizona, LLC | Purchased
2184 | 85251 | PV Only | 27.3 | 39312 | Interconnect Only | 3 | 2022-08-18 | 2023-06-07 | 0 | 0 | Solar Covered Parking, LLC | Purchased
2185 | 85364 | PV Only | 667.99 | 961906 | Interconnect Only | 3 | 2022-08-23 | 2024-01-08 | 1155000 | 0 | Solon Corporation | 3rd Party
2186 | 86301 | PV Only | 62.755 | 90367 | Interconnect Only | 3 | 2022-08-24 | 2022-12-14 | 0 | 0 | Edge Electric LLC | Purchased
2187 | 85939 | PV Only | 12.8 | 18432 | Interconnect Only | 3 | 2022-08-25 | 2022-11-30 | 0 | 0 | Freedom Forever | Purchased
2188 | 85361 | PV Only | 5.6 | 8064 | Interconnect Only | 3 | 2022-08-26 | 2022-12-06 | 0 | 0 | Titan Solar Power, Inc. | Purchased
2189 | 86338 | PV Only | 51.3 | 73872 | Interconnect Only | 3 | 2022-08-26 | 2022-12-27 | 400000 | 0 | Stockbridge Energy Group | Purchased
2190 | 86301 | PV Only | 151.69 | 218434 | Interconnect Only | 3 | 2022-08-26 | 2022-12-20 | 0 | 0 | Edge Electric LLC | Purchased
2191 | 86326 | PV Only | 12.15 | 17496 | Interconnect Only | 3 | 2022-08-29 | 2022-11-28 | 38313 | 0 | Stockbridge Energy Group | Purchased
2192 | 86301 | PV Only | 15.4 | 22176 | Interconnect Only | 3 | 2022-08-29 | 2022-12-14 | 0 | 0 | Edge Electric LLC | Purchased
2193 | 85022 | PV Only | 120.15 | 173016 | Interconnect Only | 3 | 2022-08-30 | 2024-03-27 | 212625 | 0 | Warner Energy, LLC | Purchased
2194 | 85326 | PV Only | 120.15 | 173016 | Interconnect Only | 3 | 2022-08-30 | 2024-01-09 | 212625 | 0 | Saveco | Purchased
2195 | 86325 | PV Only | 12.21 | 17582 | Interconnect Only | 3 | 2022-08-30 | 2023-02-15 | 47749 | 0 | Pur Solar, Inc. | Purchased
2196 | 86301 | PV Only | 15.4 | 22176 | Interconnect Only | 3 | 2022-08-30 | 2022-12-14 | 0 | 0 | Edge Electric LLC | Purchased
2197 | 85034 | PV Only | 79.2 | 114048 | Interconnect Only | 3 | 2022-09-02 | 2023-04-06 | 185720 | 0 | Harmon Electric, Inc. | Purchased
2198 | 85015 | PV Only | 6 | 8640 | Interconnect Only | 0 | 2022-09-06 |  | 0 | 0 | Titan Solar Power, Inc. | Purchased
2199 | 85015 | PV Only | 6 | 8640 | Interconnect Only | 0 | 2022-09-06 |  | 0 | 0 | Titan Solar Power, Inc. | Purchased
2200 | 85015 | PV Only | 6.4 | 9216 | Interconnect Only | 0 | 2022-09-06 |  | 0 | 0 | Titan Solar Power, Inc. | Purchased
2201 | 85015 | PV Only | 6 | 8640 | Interconnect Only | 0 | 2022-09-06 |  | 0 | 0 | Titan Solar Power, Inc. | Purchased
2202 | 85015 | PV Only | 6.4 | 9216 | Interconnect Only | 0 | 2022-09-06 |  | 0 | 0 | Titan Solar Power, Inc. | Purchased
2203 | 85015 | PV Only | 6 | 8640 | Interconnect Only | 0 | 2022-09-06 |  | 0 | 0 | Titan Solar Power, Inc. | Purchased
2204 | 85015 | PV Only | 6.4 | 9216 | Interconnect Only | 0 | 2022-09-06 |  | 0 | 0 | Titan Solar Power, Inc. | Purchased
2205 | 85015 | PV Only | 6 | 8640 | Interconnect Only | 0 | 2022-09-06 |  | 0 | 0 | Titan Solar Power, Inc. | Purchased
2206 | 85015 | PV Only | 6.4 | 9216 | Interconnect Only | 0 | 2022-09-09 |  | 0 | 0 | Titan Solar Power, Inc. | Purchased
2207 | 85034 | PV Only | 2299.5 | 3311280 | Interconnect Only | 0 | 2022-09-09 |  | 0 | 0 | PowerFlex | Purchased
2208 | 85335 | PV Only | 325.74 | 469066 | Interconnect Only | 3 | 2022-09-13 | 2023-02-27 | 586000 | 0 | Empire Renewable Energy, LLC | Purchased
2209 | 85365 | PV Only | 33.88 | 48787 | Interconnect Only | 3 | 2022-09-17 | 2023-02-27 | 154309.92 | 0 | Yuma Solar | Purchased
2210 | 85132 | PV Only | 86.94 | 125194 | Interconnect Only | 3 | 2022-09-22 | 2024-01-24 | 236875 | 0 | Armstrong Service Electric | Purchased
2211 | 85326 | PV Only | 363.12 | 522893 | Interconnect Only | 3 | 2022-09-26 | 2023-03-08 | 845750 | 0 | Empire Renewable Energy, LLC | Purchased
2212 | 85281 | PV Only | 42.68 | 61459 | Interconnect Only | 3 | 2022-09-26 | 2023-05-11 | 101804 | 0 | Solar Gain, Inc. | Purchased
2213 | 85281 | PV Only | 34.92 | 50285 | Interconnect Only | 3 | 2022-09-26 | 2023-05-23 | 87600 | 0 | Solar Gain, Inc. | Purchased
2214 | 85326 | PV Only | 339.09 | 488290 | Interconnect Only | 0 | 2022-09-26 |  | 845750 | 0 | Empire Renewable Energy, LLC | Purchased
2215 | 85281 | PV Only | 42.68 | 61459 | Interconnect Only | 3 | 2022-09-27 | 2023-05-23 | 104171 | 0 | Solar Gain, Inc. | Purchased
2216 | 85281 | PV Only | 64.02 | 92189 | Interconnect Only | 3 | 2022-09-27 | 2023-05-23 | 156257 | 0 | Solar Gain, Inc. | Purchased
2217 | 86305 | PV Only | 8 | 11520 | Interconnect Only | 3 | 2022-09-27 | 2022-12-16 | 28820 | 0 | Prometheus Solar | Purchased
2218 | 85086 | PV Only | 147.42 | 212285 | Interconnect Only | 3 | 2022-10-03 | 2023-09-13 | 471744 | 0 | Scout Solar, LLC | 3rd Party
2219 | 85027 | PV Only | 34.65 | 49896 | Interconnect Only | 0 | 2022-10-11 |  | 101810 | 0 | Solar Electric Freedom, LLC | Purchased
2220 | 85020 | PV Only | 28.925 | 41652 | Interconnect Only | 0 | 2022-10-12 |  | 75000 | 0 | Solar Electric Freedom, LLC | Purchased
2221 | 85032 | PV Only | 46.41 | 66830 | Interconnect Only | 0 | 2022-10-13 |  | 135000 | 0 | Solar Covered Parking, LLC | 3rd Party
2222 | 85020 | PV Only | 22.25 | 32040 | Interconnect Only | 0 | 2022-10-14 |  | 75000 | 0 | Solar Electric Freedom, LLC | Purchased
2223 | 86326 | PV Only | 12.8 | 18432 | Interconnect Only | 3 | 2022-10-17 | 2023-06-02 | 0 | 0 | Titan Solar Power, Inc. | Purchased
2224 | 85034 | PV Only | 22.95 | 33048 | Interconnect Only | 0 | 2022-10-20 |  | 138821 | 0 | Solar Electric Freedom, LLC | Purchased
2225 | 85015 | PV Only | 63.25 | 91080 | Interconnect Only | 3 | 2022-10-21 | 2023-09-28 | 0 | 0 | Scout Solar, LLC | 3rd Party
2226 | 85015 | PV Only | 110 | 158400 | Interconnect Only | 3 | 2022-10-21 | 2023-10-30 | 0 | 0 | Scout Solar, LLC | 3rd Party
2227 | 85020 | PV Only | 36.045 | 51905 | Interconnect Only | 0 | 2022-10-24 |  | 75000 | 0 | Solar Electric Freedom, LLC | Purchased
2228 | 85322 | PV Only | 9.43 | 13579 | Interconnect Only | 0 | 2022-10-28 |  | 62040 | 0 | Big Star Builders | Purchased
2229 | 85383 | PV Only | 5.11 | 7358 | Interconnect Only | 3 | 2022-10-28 | 2023-04-18 | 13797 | 0 | On Point Solar Power | Purchased
2230 | 85260 | PV Only | 833.85 | 1200744 | Interconnect Only | 3 | 2022-10-31 | 2025-03-04 | 0 | 0 | Ameresco Solar | Purchased
2231 | 85260 | PV Only | 626.39 | 902002 | Interconnect Only | 3 | 2022-10-31 | 2025-03-04 | 0 | 0 | Ameresco Solar | Purchased
2232 | 85260 | PV Only | 765.18 | 1101859 | Interconnect Only | 3 | 2022-10-31 | 2025-03-04 | 0 | 0 | Ameresco Solar | Purchased
2233 | 85383 | PV Only | 408.24 | 587866 | Interconnect Only | 0 | 2022-11-03 |  | 660960 | 0 | Scout Solar, LLC | 3rd Party
2234 | 85383 | PV Only | 399.06 | 574646 | Interconnect Only | 0 | 2022-11-03 |  | 638496 | 0 | Scout Solar, LLC | 3rd Party
2235 | 85383 | PV Only | 253.8 | 365472 | Interconnect Only | 0 | 2022-11-03 |  | 406080 | 0 | Scout Solar, LLC | 3rd Party
2236 | 85383 | PV Only | 102.6 | 147744 | Interconnect Only | 0 | 2022-11-03 |  | 164160 | 0 | Scout Solar, LLC | 3rd Party
2237 | 85383 | PV Only | 257.58 | 370915 | Interconnect Only | 0 | 2022-11-03 |  | 412128 | 0 | Scout Solar, LLC | 3rd Party
2238 | 85383 | PV Only | 933.66 | 1344470 | Interconnect Only | 0 | 2022-11-03 |  | 1493856 | 0 | Scout Solar, LLC | 3rd Party
2239 | 85607 | PV Only | 10.36 | 14918 | Interconnect Only | 0 | 2022-11-08 |  | 36646 | 0 | Abco Solar, Inc. | Purchased
2240 | 85012 | PV Only | 204.61 | 294638 | Interconnect Only | 3 | 2022-11-08 | 2023-03-14 | 120000 | 0 | Sun Valley Solar Solutions | Purchased
2241 | 86336 | PV Only | 3.45 | 4968 | Interconnect Only | 3 | 2022-11-14 | 2023-02-16 | 11664 | 0 | Solarone Energy Group, LLC | Purchased
2242 | 85083 | PV Only | 14631.18 | 21068899 | Interconnect Only | 3 | 2022-11-15 | 2023-05-01 | 34154000 | 0 | Commercial Solar Arizona | Purchased
2243 | 86326 | PV Only | 31.065 | 44734 | Interconnect Only | 3 | 2022-11-21 | 2023-04-28 | 79836 | 0 | Solarone Energy Group, LLC | Purchased
2244 | 85034 | PV Only | 210.33 | 302875 | Interconnect Only | 3 | 2022-12-01 | 2024-04-24 | 927133 | 0 | Ameresco Solar | Purchased
2245 | 85364 | PV Only | 73.8 | 106272 | Interconnect Only | 3 | 2022-12-02 | 2023-11-27 | 0 | 0 | Titan Solar Power, Inc. | 3rd Party
2246 | 85258 | PV Only | 586.08 | 843955 | Interconnect Only | 3 | 2022-12-07 | 2023-12-15 | 0 | 0 | Ameresco Solar | Purchased
2247 | 85258 | PV Only | 315.36 | 454118 | Interconnect Only | 3 | 2022-12-07 | 2024-09-04 | 0 | 0 | Ameresco Solar | Purchased
2248 | 85344 | PV Only | 39.2 | 56448 | Interconnect Only | 3 | 2022-12-15 | 2023-04-19 | 103196 | 0 | Havasu Solar | Purchased
2249 | 85367 | PV Only | 9.48 | 13651 | Interconnect Only | 3 | 2022-12-16 | 2023-05-06 | 0 | 0 | Freedom Forever | Purchased
2250 | 85392 | PV Only | 80.1 | 115344 | Interconnect Only | 3 | 2022-12-20 | 2023-07-10 | 172530 | 0 | Quality Contractor Services, Inc. | Purchased
2251 | 85326 | PV Only | 24.3 | 34992 | Interconnect Only | 3 | 2023-01-12 | 2024-06-11 | 138868 | 0 | Solar Electric Freedom, LLC | Purchased
2252 | 85326 | PV Only | 24.3 | 34992 | Interconnect Only | 3 | 2023-01-12 | 2024-07-15 | 138868 | 0 | Solar Electric Freedom, LLC | Purchased
2253 | 85029 | PV Only | 22.265 | 32062 | Interconnect Only | 0 | 2023-01-18 |  | 122120 | 0 | On Point Solar Power | Purchased
2254 | 85307 | PV Only | 105.6 | 152064 | Interconnect Only | 3 | 2023-01-24 | 2023-09-25 | 0 | 0 | U.S. EV Power Systems | Purchased
2255 | 85012 | PV Only | 16.32 | 23501 | Interconnect Only | 0 | 2023-01-25 |  | 50000 | 0 | Solar Covered Parking, LLC | 3rd Party
2256 | 85379 | PV Only | 419.04 | 603418 | Interconnect Only | 3 | 2023-01-27 | 2024-02-12 | 754272 | 0 | Scout Solar, LLC | 3rd Party
2257 | 85032 | PV Only | 85.47 | 123077 | Interconnect Only | 3 | 2023-01-31 | 2023-11-13 | 0 | 0 | Scout Solar, LLC | 3rd Party
2258 | 85255 | PV Only | 46.74 | 67306 | Interconnect Only | 3 | 2023-01-31 | 2023-06-19 | 0 | 0 | Sun Renu Solar, LLC | Purchased
2259 | 85009 | PV Only | 5.94 | 8554 | Interconnect Only | 0 | 2023-02-02 |  | 0 | 0 | Solar Gain, Inc. | Purchased
2260 | 85009 | PV Only | 5.94 | 8554 | Interconnect Only | 0 | 2023-02-02 |  | 0 | 0 | Solar Gain, Inc. | Purchased
2261 | 85009 | PV Only | 6.48 | 9331 | Interconnect Only | 0 | 2023-02-02 |  | 0 | 0 | Solar Gain, Inc. | Purchased
2262 | 85009 | PV Only | 6.48 | 9331 |  | 0 | 2023-02-03 |  | 0 | 0 | Solar Gain, Inc. | Purchased
2263 | 85009 | PV Only | 5.94 | 8554 |  | 0 | 2023-02-03 |  | 0 | 0 | Solar Gain, Inc. | Purchased
2264 | 85009 | PV Only | 5.94 | 8554 |  | 0 | 2023-02-03 |  | 0 | 0 | Solar Gain, Inc. | Purchased
2265 | 85009 | PV Only | 6.48 | 9331 |  | 0 | 2023-02-03 |  | 0 | 0 | Solar Gain, Inc. | Purchased
2266 | 85009 | PV Only | 6.48 | 9331 |  | 0 | 2023-02-03 |  | 0 | 0 | Solar Gain, Inc. | Purchased
2267 | 85009 | PV Only | 6.48 | 9331 |  | 0 | 2023-02-03 |  | 0 | 0 | Solar Gain, Inc. | Purchased
2268 | 85009 | PV Only | 6.48 | 9331 |  | 0 | 2023-02-03 |  | 0 | 0 | Solar Gain, Inc. | Purchased
2269 | 85009 | PV Only | 5.94 | 8554 |  | 0 | 2023-02-06 |  | 0 | 0 | Solar Gain, Inc. | Purchased
2270 | 85009 | PV Only | 5.94 | 8554 |  | 0 | 2023-02-06 |  | 0 | 0 | Solar Gain, Inc. | Purchased
2271 | 85009 | PV Only | 5.94 | 8554 |  | 0 | 2023-02-06 |  | 0 | 0 | Solar Gain, Inc. | Purchased
2272 | 85009 | PV Only | 6.48 | 9331 |  | 0 | 2023-02-06 |  | 0 | 0 | Solar Gain, Inc. | Purchased
2273 | 85009 | PV Only | 16.74 | 24106 | Interconnect Only | 3 | 2023-02-06 | 2024-02-12 | 0 | 0 | Solar Gain, Inc. | Purchased
2274 | 85009 | PV Only | 5.94 | 8554 |  | 0 | 2023-02-06 |  | 0 | 0 | Solar Gain, Inc. | Purchased
2275 | 85009 | PV Only | 5.94 | 8554 |  | 0 | 2023-02-06 |  | 0 | 0 | Solar Gain, Inc. | Purchased
2276 | 85009 | PV Only | 5.94 | 8554 |  | 0 | 2023-02-06 |  | 0 | 0 | Solar Gain, Inc. | Purchased
2277 | 85009 | PV Only | 5.94 | 8554 |  | 0 | 2023-02-06 |  | 0 | 0 | Solar Gain, Inc. | Purchased
2278 | 85009 | PV Only | 5.94 | 8554 |  | 0 | 2023-02-06 |  | 0 | 0 | Solar Gain, Inc. | Purchased
2279 | 85009 | PV Only | 6.48 | 9331 |  | 0 | 2023-02-06 |  | 0 | 0 | Solar Gain, Inc. | Purchased
2280 | 85009 | PV Only | 6.48 | 9331 |  | 0 | 2023-02-06 |  | 0 | 0 | Solar Gain, Inc. | Purchased
2281 | 85009 | PV Only | 5.94 | 8554 |  | 0 | 2023-02-06 |  | 0 | 0 | Solar Gain, Inc. | Purchased
2282 | 85009 | PV Only | 5.94 | 8554 |  | 0 | 2023-02-06 |  | 0 | 0 | Solar Gain, Inc. | Purchased
2283 | 85009 | PV Only | 6.48 | 9331 |  | 0 | 2023-02-06 |  | 0 | 0 | Solar Gain, Inc. | Purchased
2284 | 85009 | PV Only | 6.48 | 9331 |  | 0 | 2023-02-06 |  | 0 | 0 | Solar Gain, Inc. | Purchased
2285 | 85009 | PV Only | 5.94 | 8554 |  | 0 | 2023-02-07 |  | 0 | 0 | Solar Gain, Inc. | Purchased
2286 | 85016 | PV Only | 9.45 | 13608 | Interconnect Only | 3 | 2023-02-07 | 2023-06-12 | 0 | 0 | Our World Energy | Purchased
2287 | 85009 | PV Only | 5.94 | 8554 |  | 0 | 2023-02-08 |  | 0 | 0 | Solar Gain, Inc. | Purchased
2288 | 85016 | PV Only | 8.1 | 11664 | Interconnect Only | 0 | 2023-02-10 |  | 0 | 0 | Our World Energy | Purchased
2289 | 85009 | PV Only | 5.94 | 8554 |  | 0 | 2023-02-10 |  | 0 | 0 | Solar Gain, Inc. | Purchased
2290 | 85009 | PV Only | 5.94 | 8554 |  | 0 | 2023-02-10 |  | 0 | 0 | Solar Gain, Inc. | Purchased
2291 | 85009 | PV Only | 5.94 | 8554 |  | 0 | 2023-02-13 |  | 0 | 0 | Solar Gain, Inc. | Purchased
2292 | 85383 | PV Only | 20.4 | 29376 | Interconnect Only | 3 | 2023-02-14 | 2023-08-24 | 113437 | 0 | Inty Power | Purchased
2293 | 86303 | PV Only | 5.4 | 7776 | Interconnect Only | 3 | 2023-02-16 | 2023-04-27 | 0 | 0 | Our World Energy | Purchased
2294 | 85396 | PV Only | 54.4 | 78336 | Interconnect Only | 3 | 2023-02-21 | 2023-08-25 | 195000 | 0 | Lightday Solar, Inc. | Purchased
2295 | 85365 | PV Only | 160.545 | 231185 | Interconnect Only | 3 | 2023-03-01 | 2023-05-25 | 596269.48 | 0 | Yuma Solar | Purchased
2296 | 85326 | PV Only | 339.09 | 488290 | Interconnect Only | 3 | 2023-03-02 | 2023-03-08 | 845750 | 0 | Empire Renewable Energy, LLC | Purchased
2297 | 85006 | PV Only | 96.05 | 138312 | Interconnect Only | 3 | 2023-03-08 | 2024-05-22 | 100262 | 0 | Sun Renu Solar, LLC | Purchased
2298 | 85364 | PV Only | 16 | 23040 | Interconnect Only | 3 | 2023-03-08 | 2023-06-16 | 79435 | 0 | Inty Power | Purchased
2299 | 86336 | PV Only | 26.64 | 38362 | Interconnect Only | 3 | 2023-03-09 | 2023-06-01 | 33975 | 0 | Verde Solar Power | Purchased
2300 | 85260 | PV Only | 35.845 | 51617 | Interconnect Only | 3 | 2023-03-14 | 2024-02-01 | 0 | 0 | Scout Solar, LLC | 3rd Party
2301 | 85337 | PV Only | 8.4 | 12096 | Interconnect Only | 3 | 2023-03-14 | 2023-06-22 | 30497.4 | 0 | American Solar Electric, Inc. | Purchased
2302 | 85260 | PV Only | 220.42 | 317405 | Interconnect Only | 3 | 2023-03-14 | 2024-02-16 | 0 | 0 | Scout Solar, LLC | 3rd Party
2303 | 85260 | PV Only | 592.78 | 853603 | Interconnect Only | 3 | 2023-03-14 | 2023-12-28 | 0 | 0 | Scout Solar, LLC | 3rd Party
2304 | 85541 | PV Only | 6.66 | 9590 | Interconnect Only | 3 | 2023-03-15 | 2023-08-07 | 35490.77 | 0 | Vector Energy LLC | Purchased
2305 | 85007 | PV Only | 21.5 | 30960 | Interconnect Only | 0 | 2023-03-22 |  | 60000 | 0 | Solar Covered Parking, LLC | 3rd Party
2306 | 85361 | PV Only | 2.7 | 3888 | Interconnect Only | 0 | 2023-03-23 |  | 0 | 0 | Our World Energy | Purchased
2307 | 85383 | PV Only | 6.5 | 9360 | Interconnect Only | 3 | 2023-03-24 | 2024-07-12 | 16436 | 0 | Solar Electric Freedom, LLC | Purchased
2308 | 85021 | PV Only | 17.02 | 24509 | Interconnect Only | 3 | 2023-03-27 | 2023-09-19 | 45000 | 0 | Vector Energy LLC | Purchased
2309 | 85007 | PV Only | 21.5 | 30960 | Interconnect Only | 0 | 2023-03-31 |  | 62000 | 0 | Solar Covered Parking, LLC | 3rd Party
2310 | 85383 | PV Only | 82.875 | 119340 | Interconnect Only | 3 | 2023-04-03 | 2024-08-07 | 372393 | 0 | Ameresco Solar | Purchased
2311 | 85374 | PV Only | 71.1 | 102384 | Interconnect Only | 3 | 2023-04-05 | 2024-01-30 | 0 | 0 | Warner Energy, LLC | Purchased
2312 | 85350 | PV Only | 2472.12 | 3559853 | Interconnect Only | 2 | 2023-04-11 |  | 6000000 | 0 | Ameresco Solar | Purchased
2313 | 85007 | PV Only | 186.3 | 268272 | Interconnect Only | 0 | 2023-04-14 |  | 697845 | 0 | Ameresco Solar | Purchased
2314 | 85007 | PV Only | 176.58 | 254275 | Interconnect Only | 0 | 2023-04-14 |  | 626318 | 0 | Ameresco Solar | Purchased
2315 | 85007 | PV Only | 1075.68 | 1548979 | Interconnect Only | 0 | 2023-04-14 |  | 2996023 | 0 | Ameresco Solar | Purchased
2316 | 85085 | PV Only | 57.4 | 82656 | Interconnect Only | 3 | 2023-04-18 | 2023-12-15 | 152000 | 0 | Urban Energy Solutions, LLC | Purchased
2317 | 85015 | PV Only | 9.45 | 13608 | Interconnect Only | 3 | 2023-04-19 | 2023-10-02 | 0 | 0 | Our World Energy | Purchased
2318 | 85333 | PV + Battery | 161.5 | 232560 | Interconnect Only | 3 | 2023-04-24 | 2025-03-10 | 1887732 | 0 | Tesla | Purchased
2319 | 86001 | PV Only | 48.84 | 70330 | Interconnect Only | 3 | 2023-04-27 | 2023-08-15 | 0 | 0 | Prometheus Solar | Purchased
2320 | 85337 | PV Only | 1632.82 | 2351261 | Interconnect Only | 0 | 2023-07-11 |  | 2702629.1 | 0 | EVX Solar | Purchased
2321 | 85008 | PV Only | 205.9 | 296496 | Interconnect Only | 3 | 2023-05-03 | 2024-07-02 | 423605 | 0 | Watt Masters | Purchased
2322 | 86337 | PV Only | 17.94 | 25834 | Interconnect Only | 0 | 2023-05-03 |  | 99054.55 | 0 | Arizona Energy Pros, Inc. | Purchased
2323 | 85023 | PV Only | 379.5 | 546480 | Interconnect Only | 3 | 2023-05-15 | 2023-09-28 | 0 | 0 | Scout Solar, LLC | 3rd Party
2324 | 85020 | PV Only | 8 | 11520 | Interconnect Only | 3 | 2023-05-08 | 2024-04-15 | 22500 | 0 | Solar Covered Parking, LLC | Purchased
2325 | 85020 | PV Only | 23.2 | 33408 | Interconnect Only | 3 | 2023-05-08 | 2024-04-24 | 64000 | 0 | Solar Covered Parking, LLC | Purchased
2326 | 85020 | PV Only | 8 | 11520 | Interconnect Only | 3 | 2023-05-08 | 2024-04-11 | 22500 | 0 | Solar Covered Parking, LLC | Purchased
2327 | 85607 | PV Only | 113.16 | 162950 | Interconnect Only | 0 | 2023-05-09 |  | 100000 | 0 | Self Installer | Purchased
2328 | 85131 | PV Only | 78.72 | 113357 | Interconnect Only | 3 | 2023-05-15 | 2024-05-08 | 235341 | 0 | Urban Energy Solutions, LLC | Purchased
2329 | 85340 | PV Only | 51.84 | 74650 | Interconnect Only | 3 | 2023-05-18 | 2024-01-24 | 0 | 0 | Scout Solar, LLC | 3rd Party
2330 | 86004 | PV Only | 12.41 | 17870 | Interconnect Only | 3 | 2023-05-19 | 2023-08-03 | 0 | 0 | Prometheus Solar | Purchased
2331 | 85024 | PV Only | 14 | 20160 | Interconnect Only | 0 | 2023-05-24 |  | 34999.8 | 0 | iVee League Solar, INC | Purchased
2332 | 85131 | PV Only | 65.96 | 94982 | Interconnect Only | 3 | 2023-05-25 | 2024-07-01 | 0 | 0 | Sun Valley Solar Solutions | Purchased
2333 | 86305 | PV Only | 14.76 | 21254 | Interconnect Only | 3 | 2023-05-25 | 2023-08-04 | 35830 | 0 | Solarone Energy Group, LLC | Purchased
2334 | 85383 | PV Only | 32.85 | 47304 | Interconnect Only | 2 | 2023-05-30 |  | 76415 | 0 | Solar Electric Freedom, LLC | Purchased
2335 | 85383 | PV Only | 4.38 | 6307 | Interconnect Only | 3 | 2023-05-30 | 2024-01-12 | 78227 | 0 | Solar Electric Freedom, LLC | Purchased
2336 | 85365 | PV Only | 140.8 | 202752 | Interconnect Only | 3 | 2023-05-30 | 2024-02-20 | 0 | 0 | Titan Solar Power, Inc. | Purchased
2337 | 85085 | PV Only | 193.05 | 277992 | Interconnect Only | 3 | 2023-05-31 | 2023-10-06 | 464825.25 | 0 | Harmon Electric, Inc. | Purchased
2338 | 85131 | PV Only | 118.08 | 170035 | Interconnect Only | 3 | 2023-06-01 | 2024-05-08 | 277028 | 0 | Urban Energy Solutions, LLC | Purchased
2339 | 85382 | PV Only | 21.9 | 31536 | Interconnect Only | 0 | 2023-06-05 |  | 49066 | 0 | Solar Electric Freedom, LLC | Purchased
2340 | 85383 | PV Only | 4.38 | 6307 | Interconnect Only | 3 | 2023-06-05 | 2024-01-12 | 15799 | 0 | Solar Electric Freedom, LLC | Purchased
2341 | 85085 | PV Only | 10.095 | 14537 | Interconnect Only | 3 | 2023-06-06 | 2024-03-29 | 25967.5 | 0 | Phoenix Energy Products | Purchased
2342 | 85027 | PV Only | 34.65 | 49896 | Interconnect Only | 3 | 2023-06-09 | 2024-02-19 | 101810 | 0 | Solar Electric Freedom, LLC | Purchased
2343 | 85365 | PV Only | 50 | 72000 | Interconnect Only | 3 | 2023-06-09 | 2023-12-12 | 0 | 0 | Titan Solar Power, Inc. | Purchased
2344 | 85338 | PV Only | 64 | 92160 | Interconnect Only | 0 | 2023-06-22 |  | 290000 | 0 | Solar Covered Parking, LLC | 3rd Party
2345 | 85338 | PV Only | 31.5 | 45360 | Interconnect Only | 0 | 2023-06-22 |  | 120000 | 0 | Solar Covered Parking, LLC | 3rd Party
2346 | 85333 | PV + Battery | 13029.12 | 18761933 | Interconnect Only | 0 | 2023-06-23 |  | 0 | 0 | Self Installer | Purchased
2347 | 86023 | PV Only | 20 | 28800 | Interconnect Only | 3 | 2023-06-27 | 2023-12-12 | 78335.9 | 0 | Rooftop Solar, LLC | Purchased
2348 | 86004 | PV + Battery | 11.2 | 16128 | Interconnect Only | 3 | 2023-06-27 | 2023-10-18 | 44439 | 0 | Rooftop Solar, LLC | Purchased
2349 | 85020 | PV Only | 19.58 | 28195 | Interconnect Only | 0 | 2023-06-27 |  | 75000 | 0 | Solar Electric Freedom, LLC | Purchased
2350 | 85307 | PV Only | 231.12 | 332813 | Interconnect Only | 3 | 2023-07-05 | 2025-09-29 | 0 | 0 | 1 Twenty Electric LLC | Purchased
2351 | 85308 | PV Only | 622.08 | 895795 | Interconnect Only | 3 | 2023-07-05 | 2025-12-26 | 0 | 0 | 1 Twenty Electric LLC | Purchased
2352 | 85251 | PV Only | 35.72 | 51437 | Interconnect Only | 3 | 2023-07-05 | 2023-11-01 | 108000 | 0 | Sun Valley Solar Solutions | Purchased
2353 | 85541 | PV Only | 7.77 | 11189 | Interconnect Only | 3 | 2023-07-05 | 2023-09-20 | 17000 | 0 | Sun Valley Solar Solutions | Purchased
2354 |  | PV Only | 1863.4 | 2683296 | Interconnect Only | 0 | 2023-07-07 |  | 3000000 | 0 | Solarone Energy Group, LLC | Purchased
2355 | 86337 | PV Only | 17.94 | 25834 | Interconnect Only | 0 | 2023-07-12 |  | 99054.55 | 0 | Arizona Energy Pros, Inc. | Purchased
2356 | 85375 | PV Only | 19.355 | 27871 | Interconnect Only | 3 | 2023-07-12 | 2024-04-05 | 0 | 0 | Sun Renu Solar, LLC | Purchased
2357 | 85375 | PV Only | 15.8 | 22752 | Interconnect Only | 3 | 2023-07-12 | 2024-06-03 | 0 | 0 | Sun Renu Solar, LLC | Purchased
2358 | 85375 | PV Only | 14.22 | 20477 | Interconnect Only | 3 | 2023-07-12 | 2024-05-09 | 0 | 0 | Sun Renu Solar, LLC | Purchased
2359 | 85375 | PV Only | 16.59 | 23890 | Interconnect Only | 3 | 2023-07-12 | 2024-05-20 | 0 | 0 | Sun Renu Solar, LLC | Purchased
2360 | 85338 | PV Only | 34.65 | 49896 | Interconnect Only | 0 | 2023-07-17 |  | 0 | 0 | Sun Renu Solar, LLC | Purchased
2361 | 85338 | PV Only | 14.4 | 20736 | Interconnect Only | 3 | 2023-07-17 | 2024-05-24 | 0 | 0 | Sun Renu Solar, LLC | Purchased
2362 | 85338 | PV Only | 41.4 | 59616 | Interconnect Only | 3 | 2023-07-17 | 2024-05-24 | 0 | 0 | Sun Renu Solar, LLC | Purchased
2363 | 85338 | PV Only | 34.71 | 49982 | Interconnect Only | 3 | 2023-07-17 | 2024-05-24 | 0 | 0 | Sun Renu Solar, LLC | Purchased
2364 | 85338 | PV Only | 32.85 | 47304 | Interconnect Only | 3 | 2023-07-17 | 2024-05-24 | 0 | 0 | Sun Renu Solar, LLC | Purchased
2365 | 85338 | PV Only | 40.95 | 58968 | Interconnect Only | 3 | 2023-07-18 | 2024-05-24 | 0 | 0 | Sun Renu Solar, LLC | Purchased
2366 | 85349 | PV Only | 57.6 | 82944 | Interconnect Only | 3 | 2023-07-18 | 2024-02-19 | 0 | 0 | Titan Solar Power, Inc. | Purchased
2367 | 85395 | PV Only | 129.6 | 186624 | Interconnect Only | 3 | 2023-07-19 | 2023-11-09 | 291560 | 0 | Harmon Electric, Inc. | Purchased
2368 | 85553 | PV Only | 28.29 | 40738 | Interconnect Only | 3 | 2023-07-26 | 2023-12-11 | 0 | 0 | Freedom Forever | Purchased
2369 | 85367 | PV Only | 84.4 | 121536 | Interconnect Only | 3 | 2023-07-26 | 2025-02-10 | 0 | 0 | Liggett Electrical Services, LLC | Purchased
2370 | 85377 | PV Only | 4.8 | 6912 | Interconnect Only | 3 | 2023-07-31 | 2023-09-12 | 17005 | 0 | Sun Valley Solar Solutions | Purchased
2371 | 85021 | PV Only | 11.85 | 17064 | Interconnect Only | 2 | 2023-08-10 |  | 0 | 0 | Action Solar | Purchased
2372 | 85021 | PV Only | 16.985 | 24458 | Interconnect Only | 2 | 2023-08-10 |  | 0 | 0 | Action Solar | Purchased
2373 | 85051 | PV Only | 87.36 | 125798 | Interconnect Only | 3 | 2023-08-16 | 2023-09-11 | 246946 | 0 | Sun Valley Solar Solutions | Purchased
2374 | 85032 | PV Only | 21.56 | 31046 | Interconnect Only | 0 | 2023-08-24 |  | 0 | 0 | Ion Solar | Purchased
2375 | 85015 | PV Only | 6.4 | 9216 | Interconnect Only | 0 | 2023-08-25 |  | 0 | 0 | Titan Solar Power, Inc. | Purchased
2376 | 85015 | PV Only | 6 | 8640 | Interconnect Only | 0 | 2023-08-25 |  | 0 | 0 | Titan Solar Power, Inc. | 3rd Party
2377 | 85015 | PV Only | 6.4 | 9216 | Interconnect Only | 0 | 2023-08-25 |  | 0 | 0 | Titan Solar Power, Inc. | 3rd Party
2378 | 85024 | PV Only | 10.8 | 15552 | Interconnect Only | 3 | 2023-08-28 | 2023-11-29 | 27278 | 0 | iVee League Solar, INC | Purchased
2379 | 85051 | PV Only | 3.325 | 4788 | Interconnect Only | 0 | 2023-08-28 |  | 0 | 0 | Green Tanner Industrial | Purchased
2380 | 85322 | PV Only | 2752.25 | 3963240 | Interconnect Only | 0 | 2023-08-28 |  | 8618650 | 0 | Pivot Energy | 3rd Party
2381 | 85367 | PV Only | 75.6 | 108864 | Interconnect Only | 3 | 2023-08-29 | 2024-02-19 | 0 | 0 | Titan Solar Power, Inc. | Purchased
2382 | 85015 | PV Only | 6.4 | 9216 | Interconnect Only | 0 | 2023-08-31 |  | 0 | 0 | Titan Solar Power, Inc. | Purchased
2383 | 85301 | PV Only | 43.65 | 62856 | Interconnect Only | 3 | 2023-08-31 | 2024-06-24 | 124884 | 0 | Redline Electric & Solar, LLC | Purchased
2384 | 85015 | PV Only | 6 | 8640 | Interconnect Only | 0 | 2023-08-31 |  | 0 | 0 | Titan Solar Power, Inc. | Purchased
2385 | 85015 | PV Only | 6.4 | 9216 | Interconnect Only | 0 | 2023-08-31 |  | 0 | 0 | Titan Solar Power, Inc. | Purchased
2386 | 85015 | PV Only | 6.4 | 9216 | Interconnect Only | 0 | 2023-08-31 |  | 0 | 0 | Titan Solar Power, Inc. | Purchased
2387 | 85015 | PV Only | 6 | 8640 | Interconnect Only | 0 | 2023-08-31 |  | 0 | 0 | Titan Solar Power, Inc. | Purchased
2388 | 85015 | PV Only | 6 | 8640 | Interconnect Only | 0 | 2023-08-31 |  | 0 | 0 | Titan Solar Power, Inc. | Purchased
2389 | 85029 | PV Only | 22.265 | 32062 | Interconnect Only | 0 | 2023-08-31 |  | 42081 | 0 | On Point Solar Power | Purchased
2390 | 85029 | PV Only | 5.475 | 7884 | Interconnect Only | 0 | 2023-08-31 |  | 10348 | 0 | On Point Solar Power | Purchased
2391 | 85364 | PV Only | 150.255 | 216367 | Interconnect Only | 0 | 2023-08-31 |  | 663619 | 0 | Smart Solar of Arizona | Purchased
2392 | 85364 | PV Only | 50.22 | 72317 | Interconnect Only | 0 | 2023-08-31 |  | 663619 | 0 | Smart Solar of Arizona | Purchased
2393 | 85326 | PV Only | 40.32 | 58061 | Interconnect Only | 3 | 2023-09-05 | 2024-03-18 | 115000 | 0 | Empire Renewable Energy, LLC | Purchased
2394 | 85027 | PV Only | 672.3 | 968112 | Interconnect Only | 3 | 2023-09-05 | 2025-03-12 | 1500000 | 0 | Ameresco Solar | Purchased
2395 | 85053 | PV Only | 51.84 | 74650 | Interconnect Only | 3 | 2023-09-05 | 2024-03-04 | 0 | 0 | Sunsolar Solutions | Purchased
2396 | 85266 | PV Only | 46.74 | 67306 | Interconnect Only | 0 | 2023-09-11 |  | 117500 | 0 | T K Electric | Purchased
2397 | 86047 | PV Only | 68 | 97920 | Interconnect Only | 3 | 2023-09-12 | 2024-02-22 | 200773.34 | 0 | Rooftop Solar, LLC | Purchased
2398 | 85251 | PV Only | 14.4 | 20736 | Interconnect Only | 3 | 2023-09-13 | 2024-01-10 | 64989.86 | 0 | Sun Valley Solar Solutions | Purchased
2399 | 85308 | PV Only | 5.76 | 8294 | Interconnect Only | 3 | 2023-09-18 | 2023-12-12 | 22317.21 | 0 | Vector Energy LLC | Purchased
2400 | 85122 | PV Only | 767.755 | 1105567 | Interconnect Only | 3 | 2023-09-20 | 2025-05-21 | 0 | 0 | Commercial Solar Arizona | Purchased
2401 | 86025 | PV Only | 4.8 | 6912 | Interconnect Only | 3 | 2023-09-26 | 2024-01-16 | 0 | 0 | Titan Solar Power, Inc. | Purchased
2402 | 85383 | PV Only | 408.24 | 587866 | Interconnect Only | 3 | 2023-09-28 | 2024-02-14 | 719280 | 0 | Scout Solar, LLC | 3rd Party
2403 | 85383 | PV Only | 399.06 | 574646 | Interconnect Only | 3 | 2023-09-28 | 2024-02-14 | 718308 | 0 | Scout Solar, LLC | 3rd Party
2404 | 85383 | PV Only | 257.58 | 370915 | Interconnect Only | 3 | 2023-09-28 | 2024-02-13 | 463644 | 0 | Scout Solar, LLC | 3rd Party
2405 | 85383 | PV Only | 102.6 | 147744 | Interconnect Only | 3 | 2023-09-28 | 2024-02-13 | 184680 | 0 | Scout Solar, LLC | 3rd Party
2406 | 85383 | PV Only | 253.8 | 365472 | Interconnect Only | 3 | 2023-09-28 | 2024-02-19 | 456840 | 0 | Scout Solar, LLC | 3rd Party
2407 | 85349 | PV + Battery | 120.32 | 173261 | Interconnect Only | 3 | 2023-09-28 | 2025-08-26 | 300000 | 0 | Smart Solar Solutions, LLC | Purchased
2408 | 86315 | PV Only | 10.64 | 15322 | Interconnect Only | 3 | 2023-10-03 | 2024-06-03 | 0 | 0 | Freedom Forever | 3rd Party
2409 | 85378 | PV Only | 61.44 | 88474 | Interconnect Only | 3 | 2023-10-06 | 2023-12-19 | 248000 | 0 | Sun Valley Solar Solutions | Purchased
2410 | 85281 | PV Only | 36.5 | 52560 | Interconnect Only | 3 | 2023-10-17 | 2024-11-08 | 234336 | 0 | Wilson Electric Services Corp | Purchased
2411 | 85387 | PV Only | 279.84 | 402970 | Interconnect Only | 3 | 2023-10-20 | 2024-06-27 | 503712 | 0 | Scout Solar, LLC | 3rd Party
2412 | 85017 | PV Only | 90.3 | 130032 | Interconnect Only | 3 | 2023-10-20 | 2025-01-27 | 200079 | 0 | Motive Energy | Purchased
2413 | 85365 | PV Only | 15.2 | 21888 | Interconnect Only | 3 | 2023-10-24 | 2024-02-27 | 70235 | 0 | Inty Power | Purchased
2414 | 85344 | PV Only | 6.7 | 9648 | Interconnect Only | 3 | 2023-10-25 | 2024-10-15 | 2500 | 0 | All Energy Solar, Inc. | Purchased
2415 | 85365 | PV Only | 208.575 | 300348 | Interconnect Only | 2 | 2023-10-25 |  | 1800000 | 0 | Self Installer | Purchased
2416 | 85338 | PV Only | 114.81 | 165326 | Interconnect Only | 0 | 2023-10-26 |  | 0 | 0 | Sun Renu Solar, LLC | Purchased
2417 | 85053 | PV Only | 60.84 | 87610 | Interconnect Only | 0 | 2023-11-01 |  | 185000 | 0 | Solar Electric Freedom, LLC | Purchased
2418 | 86314 | PV Only | 31.2 | 44928 | Interconnect Only | 3 | 2023-11-02 | 2024-05-06 | 82900 | 0 | Icon Power | Purchased
2419 | 85338 | PV Only | 117.035 | 168530 | Interconnect Only | 3 | 2023-11-10 | 2024-05-24 | 0 | 0 | Sun Renu Solar, LLC | Purchased
2420 | 85027 | PV Only | 35.64 | 51322 | Interconnect Only | 3 | 2023-11-13 | 2025-12-29 | 110484 | 0 | Fox Valley Electric | Purchased
2421 | 86047 | PV Only | 5.2 | 7488 | Interconnect Only | 3 | 2023-11-17 | 2023-12-14 | 0 | 0 | Bright Home Energy | Purchased
2422 | 86020 | PV Only | 120 | 172800 | Interconnect Only | 3 | 2023-11-20 | 2024-06-18 | 297294.09 | 0 | Rooftop Solar, LLC | Purchased
2423 | 85349 | PV Only | 26.04 | 37498 | Interconnect Only | 3 | 2023-11-21 | 2024-04-23 | 72576 | 0 | Liggett Electrical Services, LLC | Purchased
2424 | 85122 | PV Only | 317.675 | 457452 | Interconnect Only | 3 | 2024-03-05 | 2025-01-27 | 0 | 0 | Commercial Solar Arizona | Purchased
2425 | 85122 | PV Only | 294.395 | 423929 | Interconnect Only | 0 | 2023-11-22 |  | 0 | 0 | Commercial Solar Arizona | Purchased
2426 | 85032 | PV Only | 21.56 | 31046 | Interconnect Only | 3 | 2023-11-27 | 2025-02-17 | 0 | 0 | Ion Solar | Purchased
2427 | 85029 | PV Only | 22.94 | 33034 | Interconnect Only | 3 | 2023-11-28 | 2024-04-04 | 85191.6 | 0 | Harmon Electric, Inc. | Purchased
2428 | 85326 | PV Only | 245.34 | 353290 | Interconnect Only | 3 | 2023-11-28 | 2024-12-18 | 0 | 0 | Commercial Solar Arizona | Purchased
2429 | 85326 | PV Only | 240.99 | 347026 | Interconnect Only | 3 | 2023-11-28 | 2024-12-13 | 0 | 0 | Commercial Solar Arizona | Purchased
2430 | 85253 | PV Only | 137.28 | 197683 | Interconnect Only | 3 | 2023-11-28 | 2024-08-06 | 320000 | 0 | Advanced Energy Systems, LLC | Purchased
2431 | 85253 | PV Only | 7.41 | 10670 | Interconnect Only | 3 | 2023-11-29 | 2024-02-09 | 25000 | 0 | Advanced Energy Systems, LLC | Purchased
2432 | 85345 | PV Only | 43.29 | 62338 | Interconnect Only | 3 | 2023-12-05 | 2024-08-26 | 112554 | 0 | SunUp America | Purchased
2433 | 85345 | PV Only | 11.1 | 15984 | Interconnect Only | 3 | 2023-12-07 | 2024-08-27 | 27420 | 0 | SunUp America | Purchased
2434 | 85009 | PV Only | 4115.295 | 5926025 | Interconnect Only | 0 | 2023-12-07 |  | 13500000 | 0 | Ameresco Solar | Purchased
2435 | 85392 | PV Only | 141.24 | 203386 | Interconnect Only | 3 | 2023-12-11 | 2024-05-10 | 100152 | 0 | Scout Solar, LLC | Purchased
2436 | 85323 | PV Only | 25.68 | 36979 | Interconnect Only | 3 | 2023-12-11 | 2024-05-17 | 41904 | 0 | Scout Solar, LLC | Purchased
2437 | 85392 | PV Only | 55.64 | 80122 | Interconnect Only | 3 | 2023-12-11 | 2024-05-10 | 100152 | 0 | Scout Solar, LLC | Purchased
2438 | 85392 | PV Only | 321 | 462240 | Interconnect Only | 3 | 2023-12-11 | 2024-06-04 | 577800 | 0 | Scout Solar, LLC | Purchased
2439 | 86046 | PV Only | 44.8 | 64512 | Interconnect Only | 0 | 2023-12-13 |  | 0 | 0 | Prometheus Solar | Purchased
2440 | 85365 | PV Only | 13.86 | 19958 | Interconnect Only | 3 | 2023-12-13 | 2024-02-05 | 39919.9 | 0 | Yuma Solar | Purchased
2441 | 86046 | PV Only | 46 | 66240 | Interconnect Only | 0 | 2023-12-15 |  | 0 | 0 | Prometheus Solar | Purchased
2442 | 85326 | PV Only | 127.2 | 183168 | Interconnect Only | 3 | 2023-12-21 | 2024-11-21 | 379000 | 0 | Harmon Electric, Inc. | Purchased
2443 | 85382 | PV Only | 41 | 59040 | Interconnect Only | 3 | 2024-01-04 | 2025-04-07 | 0 | 0 | Overland Contracting Inc | Purchased
2444 | 85050 | PV Only | 843.66 | 1214870 | Interconnect Only | 0 | 2024-01-08 |  | 0 | 0 | Self Installer | Purchased
2445 | 85937 | PV Only | 13.44 | 19354 | Interconnect Only | 3 | 2024-01-08 | 2024-05-17 | 80000 | 0 | The Solar Exchange | Purchased
2446 | 85326 | PV Only | 402.6 | 579744 | Interconnect Only | 3 | 2024-01-08 | 2024-10-03 | 999900 | 0 | Myers Electric Company Inc | Purchased
2447 | 85009 | PV Only | 94.09 | 135490 | Interconnect Only | 3 | 2024-01-10 | 2024-05-28 | 370929.38 | 0 | Sun Valley Solar Solutions | Purchased
2448 | 85323 | PV Only | 13.455 | 19375 | Interconnect Only | 3 | 2024-01-10 | 2024-07-18 | 15502 | 0 | Scout Solar, LLC | 3rd Party
2449 | 85337 | PV Only | 1632.82 | 2351261 | Interconnect Only | 3 | 2024-01-18 | 2024-09-11 | 3000000 | 0 | EVX Solar | Purchased
2450 | 85301 | PV Only | 11.7 | 16848 | Interconnect Only | 3 | 2024-01-22 | 2024-06-21 | 37740 | 0 | Advanced Energy Systems, LLC | Purchased
2451 | 85016 | PV Only | 8.1 | 11664 | Interconnect Only | 0 | 2024-01-23 |  | 0 | 0 | Our World Energy | Purchased
2452 | 85260 | PV Only | 165 | 237600 | Interconnect Only | 2 | 2024-01-30 |  | 1693955 | 0 | Circuit Electric Solar Inc | Purchased
2453 | 85345 | PV Only | 63.45 | 91368 | Interconnect Only | 0 | 2024-01-31 |  | 171315 | 0 | K and H Electric Inc | Purchased
2454 | 85016 | PV Only | 8.1 | 11664 | Interconnect Only | 3 | 2024-01-31 | 2024-06-17 | 0 | 0 | Our World Energy | Purchased
2455 | 86004 | PV Only | 46.35 | 66744 | Interconnect Only | 0 | 2024-02-02 |  | 125145 | 0 | K and H Electric Inc | Purchased
2456 | 85378 | PV Only | 28.89 | 41602 | Interconnect Only | 0 | 2024-02-02 |  | 0 | 0 | Self Installer | Purchased
2457 | 86326 | PV Only | 20.91 | 30110 | Interconnect Only | 0 | 2024-02-05 |  | 57500 | 0 | Solarone Energy Group, LLC | Purchased
2458 | 85012 | PV Only | 16.005 | 23047 | Interconnect Only | 3 | 2024-02-08 | 2024-05-14 | 69903 | 0 | Sun Valley Solar Solutions | Purchased
2459 | 85364 | PV Only | 74.88 | 107827 | Interconnect Only | 3 | 2024-02-08 | 2024-08-19 | 0 | 0 | Liggett Electrical Services, LLC | Purchased
2460 | 85020 | PV Only | 19.58 | 28195 | Interconnect Only | 3 | 2024-02-08 | 2024-09-28 | 75000 | 0 | Solar Electric Freedom, LLC | Purchased
2461 | 85346 | PV Only | 279.3 | 402192 | Interconnect Only | 3 | 2024-02-08 | 2025-05-29 | 1044582 | 0 | Tesla | Purchased
2462 | 85338 | PV Only | 66.6 | 95904 | Interconnect Only | 3 | 2024-02-12 | 2024-10-31 | 179820 | 0 | K and H Electric Inc | Purchased
2463 | 86326 | PV Only | 61.2 | 88128 | Interconnect Only | 0 | 2024-02-12 |  | 165240 | 0 | KnS Solar | Purchased
2464 | 85034 | PV Only | 22.95 | 33048 | Interconnect Only | 2 | 2024-02-15 |  | 138821 | 0 | Solar Electric Freedom, LLC | Purchased
2465 | 85255 | PV Only | 48.38 | 69667 | Interconnect Only | 0 | 2024-02-16 |  | 0 | 0 | Overland Contracting Inc | Purchased
2466 | 85009 | PV Only | 42.195 | 60761 | Interconnect Only | 0 | 2024-02-16 |  | 119926 | 0 | KnS Solar | Purchased
2467 | 85020 | PV Only | 32.485 | 46778 | Interconnect Only | 3 | 2024-02-20 | 2024-10-31 | 75000 | 0 | Solar Electric Freedom, LLC | Purchased
2468 | 85259 | PV Only | 6.8 | 9792 | Interconnect Only | 3 | 2024-02-22 | 2024-05-10 | 0 | 0 | Our World Energy | 3rd Party
2469 | 85029 | PV Only | 65.96 | 94982 | Interconnect Only | 0 | 2024-02-23 |  | 178092 | 0 | KnS Solar | Purchased
2470 | 85326 | PV Only | 387.4 | 557856 | Interconnect Only | 3 | 2024-02-26 | 2024-12-09 | 1164547 | 0 | Commercial Solar Arizona | Purchased
2471 | 86323 | PV Only | 45.51 | 65534 | Interconnect Only | 0 | 2024-02-28 |  | 0 | 0 | Overland Contracting Inc | Purchased
2472 | 85390 | PV Only | 41.82 | 60221 | Interconnect Only | 3 | 2024-02-28 | 2024-12-19 | 0 | 0 | Overland Contracting Inc | Purchased
2473 | 85282 | PV Only | 123 | 177120 | Interconnect Only | 3 | 2024-02-28 | 2025-09-29 | 0 | 0 | Overland Contracting Inc | Purchased
2474 | 85382 | PV Only | 19.71 | 28382 | Interconnect Only | 3 | 2024-02-28 | 2025-07-22 | 49066 | 0 | Solar Electric Freedom, LLC | Purchased
2475 | 85032 | PV Only | 52.865 | 76126 | Interconnect Only | 0 | 2024-02-29 |  | 142735.5 | 0 | KnS Solar | Purchased
2476 | 85009 | PV Only | 284.49 | 409666 | Interconnect Only | 2 | 2024-03-01 |  | 0 | 0 | Ameresco Solar | Purchased
2477 | 85020 | PV Only | 37.38 | 53827 | Interconnect Only | 3 | 2024-03-01 | 2024-10-31 | 75000 | 0 | Solar Electric Freedom, LLC | Purchased
2478 | 85344 | PV Only | 20.16 | 29030 | Interconnect Only | 3 | 2024-03-14 | 2025-01-29 | 40000 | 0 | NB Baker Electric AZ LLC | Purchased
2479 | 85344 | PV Only | 16.8 | 24192 | Interconnect Only | 3 | 2024-03-14 | 2025-01-17 | 40000 | 0 | NB Baker Electric AZ LLC | Purchased
2480 | 85032 | PV Only | 144.45 | 208008 | Interconnect Only | 3 | 2024-03-18 | 2025-06-04 | 0 | 0 | Scout Solar, LLC | 3rd Party
2481 | 86326 | PV Only | 140.4 | 202176 | Interconnect Only | 3 | 2024-03-19 | 2024-11-01 | 450000 | 0 | Rooftop Solar, LLC | Purchased
2482 | 86326 | PV Only | 136.89 | 197122 | Interconnect Only | 3 | 2024-03-19 | 2024-11-01 | 450000 | 0 | Rooftop Solar, LLC | Purchased
2483 | 86326 | PV Only | 136.89 | 197122 | Interconnect Only | 3 | 2024-03-19 | 2024-11-01 | 450000 | 0 | Rooftop Solar, LLC | Purchased
2484 | 86326 | PV Only | 136.89 | 197122 | Interconnect Only | 3 | 2024-03-19 | 2024-11-01 | 450000 | 0 | Rooftop Solar, LLC | Purchased
2485 | 86326 | PV Only | 136.89 | 197122 | Interconnect Only | 3 | 2024-03-19 | 2024-11-01 | 450000 | 0 | Rooftop Solar, LLC | Purchased
2486 | 86326 | PV Only | 136.89 | 197122 | Interconnect Only | 3 | 2024-03-19 | 2024-10-31 | 450000 | 0 | Rooftop Solar, LLC | Purchased
2487 | 85383 | PV Only | 933.66 | 1344470 | Interconnect Only | 3 | 2024-03-20 | 2025-07-21 | 0 | 0 | Scout Solar, LLC | 3rd Party
2488 | 85307 | PV Only | 39.2 | 56448 | Interconnect Only | 3 | 2024-03-20 | 2024-06-18 | 93291 | 0 | Aneva Solar | Purchased
2489 | 85937 | PV Only | 4.8 | 6912 | Interconnect Only | 3 | 2024-03-21 | 2024-05-08 | 19642 | 0 | Positive Solar Electric, LLC | Purchased
2490 | 85307 | PV Only | 58.32 | 83981 | Interconnect Only | 3 | 2024-03-25 | 2024-12-20 | 187795 | 0 | Harmon Electric, Inc. | Purchased
2491 | 85034 | PV Only | 12 | 17280 | Interconnect Only | 3 | 2024-03-25 | 2024-11-02 | 30253 | 0 | 1st Light Energy | Purchased
2492 | 85034 | PV Only | 12 | 17280 | Interconnect Only | 3 | 2024-03-25 | 2024-11-02 | 30253 | 0 | 1st Light Energy | Purchased
2493 | 85032 | PV Only | 125.19 | 180274 | Interconnect Only | 3 | 2024-03-28 | 2025-07-17 | 0 | 0 | Scout Solar, LLC | 3rd Party
2494 | 85260 | PV Only | 63.8 | 91872 | Interconnect Only | 2 | 2024-03-28 |  | 0 | 0 | Watt Masters | Purchased
2495 | 85024 | PV Only | 84.7 | 121968 | Interconnect Only | 0 | 2024-03-28 |  | 0 | 0 | Richard Rizzo Electric | Purchased
2496 | 85027 | PV Only | 69.3 | 99792 | Interconnect Only | 3 | 2024-03-28 | 2025-04-28 | 0 | 0 | T K Electric | Purchased
2497 | 85307 | PV Only | 75.6 | 108864 | Interconnect Only | 3 | 2024-04-01 | 2024-12-20 | 187795 | 0 | Harmon Electric, Inc. | Purchased
2498 | 85374 | PV Only | 44.28 | 63763 | Interconnect Only | 3 | 2024-04-01 | 2025-03-03 | 0 | 0 | Overland Contracting Inc | Purchased
2499 | 85326 | PV Only | 4476.085 | 6445562 | Interconnect Only | 3 | 2024-04-03 | 2026-03-23 | 9992375 | 0 | Ameresco Solar | Purchased
2500 | 85260 | PV Only | 102.85 | 148104 | Interconnect Only | 3 | 2024-04-08 | 2025-11-24 | 0 | 0 | Watt Masters | Purchased
2501 | 85009 | PV Only | 77.55 | 111672 | Interconnect Only | 3 | 2024-04-08 | 2025-04-23 | 288873 | 0 | Harmon Electric, Inc. | Purchased
2502 | 85003 | PV Only | 307.1 | 442224 | Interconnect Only | 3 | 2024-04-12 | 2024-10-15 | 472000 | 0 | Sun Renu Solar, LLC | Purchased
2503 | 85937 | PV Only | 38.4 | 55296 | Interconnect Only | 3 | 2024-04-15 | 2025-07-29 | 200000 | 0 | The Solar Exchange | Purchased
2504 | 86305 | PV Only | 15.17 | 21845 | Interconnect Only | 3 | 2024-04-15 | 2024-06-07 | 57600 | 0 | Pur Solar, Inc. | Purchased
2505 | 85260 | PV Only | 163.24 | 235066 | Interconnect Only | 2 | 2024-04-19 |  | 0 | 0 | Circuit Electric Solar Inc | Purchased
2506 | 85260 | PV Only | 11 | 15840 | Interconnect Only | 0 | 2024-04-19 |  | 0 | 0 | Circuit Electric Solar Inc | Purchased
2507 | 85260 | PV Only | 75.68 | 108979 | Interconnect Only | 2 | 2024-04-19 |  | 0 | 0 | Circuit Electric Solar Inc | Purchased
2508 | 85260 | PV Only | 79.2 | 114048 | Interconnect Only | 2 | 2024-04-19 |  | 0 | 0 | Circuit Electric Solar Inc | Purchased
2509 | 85375 | PV Only | 46.74 | 67306 | Interconnect Only | 3 | 2024-04-24 | 2025-02-20 | 79543 | 0 | Capital Energy LLC | Purchased
2510 | 86325 | PV Only | 29.92 | 43085 | Interconnect Only | 0 | 2024-04-25 |  | 60000 | 0 | Green Earth Energy & Environmental, Inc. | Purchased
2511 | 85259 | PV Only | 795.3 | 1145232 | Interconnect Only | 2 | 2024-04-25 |  | 640000 | 0 | Onyx Development Group, LLC | 3rd Party
2512 | 85014 | PV + Battery | 21.28 | 30643 | Interconnect Only | 3 | 2024-04-29 | 2024-07-29 | 54863.43 | 0 | Sun Valley Solar Solutions | Purchased
2513 | 85250 | PV Only | 867.9 | 1249776 | Interconnect Only | 2 | 2024-04-30 |  | 640000 | 0 | Onyx Development Group, LLC | 3rd Party
2514 | 85326 | PV Only | 28.56 | 41126 | Interconnect Only | 3 | 2024-05-03 | 2024-10-07 | 116000 | 0 | Solar Electric Freedom, LLC | Purchased
2515 | 85321 | PV + Battery | 60.84 | 87610 | Interconnect Only | 3 | 2024-05-13 | 2025-03-05 | 156648 | 0 | Solar Topps, LLC | Purchased
2516 | 86336 | PV Only | 11.48 | 16531 | Interconnect Only | 3 | 2024-05-15 | 2024-10-10 | 75500 | 0 | Pur Solar, Inc. | Purchased
2517 | 85395 | PV Only | 36.9 | 53136 | Interconnect Only | 3 | 2024-05-21 | 2025-03-03 | 0 | 0 | Overland Contracting Inc | Purchased
2518 | 85373 | PV Only | 144.45 | 208008 | Interconnect Only | 3 | 2024-05-21 | 2025-08-21 | 260010 | 0 | Scout Solar, LLC | 3rd Party
2519 | 85335 | PV Only | 55.2 | 79488 | Interconnect Only | 3 | 2024-05-21 | 2024-12-20 | 196578.33 | 0 | Nerd Power | Purchased
2520 | 85006 | PV Only | 24 | 34560 | Interconnect Only | 3 | 2024-05-21 | 2024-12-24 | 133941.02 | 0 | Nerd Power | Purchased
2521 | 85032 | PV Only | 41.6 | 59904 | Interconnect Only | 3 | 2024-05-21 | 2024-12-11 | 144136.83 | 0 | Nerd Power | Purchased
2522 | 85501 | PV Only | 52.38 | 75427 | Interconnect Only | 0 | 2024-05-21 |  | 144045 | 0 | KnS Solar | Purchased
2523 | 85260 | PV Only | 13.2 | 19008 | Interconnect Only | 3 | 2024-05-22 | 2025-06-05 | 0 | 0 | Cirrus Electrical Services | Purchased
2524 | 85260 | PV Only | 34.76 | 50054 | Interconnect Only | 3 | 2024-05-22 | 2025-06-05 | 0 | 0 | Cirrus Electrical Services | Purchased
2525 | 85050 | PV Only | 108 | 155520 | Interconnect Only | 3 | 2024-05-24 | 2025-07-18 | 0 | 0 | Action Solar | Purchased
2526 |  | PV + Battery | 105285.825 | 151611588 | Interconnect Only | 0 | 2024-05-24 |  | 5000000 | 0 | Self Installer | Purchased
2527 | 85901 | PV Only | 4.8 | 6912 | Interconnect Only | 3 | 2024-05-28 | 2024-08-27 | 15000 | 0 | The Solar Exchange | Purchased
2528 | 85260 | PV Only | 137.5 | 198000 | Interconnect Only | 2 | 2024-05-29 |  | 0 | 0 | Watt Masters | Purchased
2529 | 86336 | PV Only | 11.48 | 16531 | Interconnect Only | 3 | 2024-06-03 | 2024-10-10 | 75500 | 0 | Pur Solar, Inc. | Purchased
2530 | 85308 | PV Only | 64.35 | 92664 | Interconnect Only | 3 | 2024-06-07 | 2024-12-27 | 0 | 0 | Watt Masters | Purchased
2531 | 85326 | PV Only | 173.25 | 249480 | Interconnect Only | 3 | 2024-06-14 | 2025-05-30 | 534475 | 0 | Harmon Electric, Inc. | Purchased
2532 | 85029 | PV Only | 19.24 | 27706 | Interconnect Only | 3 | 2024-06-19 | 2024-08-28 | 69360 | 0 | Harmon Electric, Inc. | Purchased
2533 | 86336 | PV + Battery | 12 | 17280 | Interconnect Only | 3 | 2024-06-24 | 2024-10-10 | 45100 | 0 | Verde Solar Power | Purchased
2534 | 85053 | PV Only | 74.8 | 107712 | Interconnect Only | 3 | 2024-06-28 | 2025-04-23 | 0 | 0 | TK HVAC and Electrical Services | Purchased
2535 | 85638 | PV Only | 23.1 | 33264 | Interconnect Only | 3 | 2024-06-28 | 2025-01-22 | 0 | 0 | Solar Gain, Inc. | Purchased
2536 | 85034 | PV Only | 147.4 | 212256 | Interconnect Only | 0 | 2024-07-03 |  | 0 | 0 | Watt Masters | Purchased
2537 | 86336 | PV Only | 27.6 | 39744 | Interconnect Only | 3 | 2024-07-08 | 2024-11-18 | 60000 | 0 | Prometheus Solar | Purchased
2538 | 86336 | PV Only | 34.8 | 50112 | Interconnect Only | 3 | 2024-07-08 | 2024-11-08 | 80000 | 0 | Prometheus Solar | Purchased
2539 | 85024 | PV Only | 84.7 | 121968 | Interconnect Only | 3 | 2024-07-08 | 2025-05-23 | 0 | 0 | Watt Masters | Purchased
2540 | 85027 | PV Only | 12.74 | 18346 | Interconnect Only | 3 | 2024-07-08 | 2024-10-18 | 29000 | 0 | Buehler Brothers Electric, Inc. | Purchased
2541 | 85225 | PV Only | 74.665 | 107518 | Interconnect Only | 2 | 2024-07-10 |  | 271817 | 0 | Ameresco Solar | Purchased
2542 | 85225 | PV Only | 34.88 | 50227 | Interconnect Only | 2 | 2024-07-10 |  | 181073 | 0 | Ameresco Solar | Purchased
2543 | 85225 | PV Only | 102.46 | 147542 | Interconnect Only | 2 | 2024-07-10 |  | 462355 | 0 | Ameresco Solar | Purchased
2544 | 86001 | PV Only | 879.32 | 1266221 | Interconnect Only | 3 | 2024-07-10 | 2026-02-06 | 2614319 | 0 | Commercial Solar Arizona | Purchased
2545 | 85022 | PV Only | 93.6 | 134784 | Interconnect Only | 2 | 2024-07-12 |  | 102960 | 0 | Action Solar | Purchased
2546 | 85331 | PV Only | 90.8 | 130752 | Interconnect Only | 3 | 2024-07-15 | 2025-06-18 | 99880 | 0 | Action Solar | Purchased
2547 | 85004 | PV Only | 314.28 | 452563 | Interconnect Only | 3 | 2024-07-16 | 2025-03-27 | 0 | 0 | Sun Renu Solar, LLC | Purchased
2548 | 85004 | PV Only | 419.04 | 603418 | Interconnect Only | 3 | 2024-07-16 | 2024-12-24 | 0 | 0 | Sun Renu Solar, LLC | Purchased
2549 | 86322 | PV Only | 17.82 | 25661 | Interconnect Only | 3 | 2024-07-17 | 2025-05-14 | 30100 | 0 | SolRac Solar & Electric | 3rd Party
2550 | 85008 | PV Only | 115.2 | 165888 | Interconnect Only | 3 | 2024-07-19 | 2025-10-20 | 126720 | 0 | Action Solar | Purchased
2551 | 85225 | PV Only | 49.05 | 70632 | Interconnect Only | 2 | 2024-07-22 |  | 431847 | 0 | Ameresco Solar | Purchased
2552 | 85225 | PV Only | 127.53 | 183643 | Interconnect Only | 2 | 2024-07-22 |  | 562331 | 0 | Ameresco Solar | Purchased
2553 | 85225 | PV Only | 215.275 | 309996 | Interconnect Only | 2 | 2024-07-22 |  | 575239 | 0 | Ameresco Solar | Purchased
2554 | 86323 | PV Only | 12.1 | 17424 | Interconnect Only | 3 | 2024-07-24 | 2025-01-30 | 0 | 0 | Solar Gain, Inc. | Purchased
2555 | 85034 | PV Only | 89.28 | 128563 | Interconnect Only | 3 | 2024-07-26 | 2024-12-04 | 375280.9 | 0 | Sun Valley Solar Solutions | Purchased
2556 | 85006 | PV Only | 208.8 | 300672 | Interconnect Only | 3 | 2024-07-30 | 2025-09-04 | 540553 | 0 | Urban Energy Solutions, LLC | Purchased
2557 | 85016 | PV Only | 237.22 | 341597 | Interconnect Only | 3 | 2024-07-30 | 2025-08-22 | 428190 | 0 | Urban Energy Solutions, LLC | Purchased
2558 | 86322 | PV Only | 10.03 | 14443 | Interconnect Only | 3 | 2024-07-31 | 2024-11-18 | 15468 | 0 | Obodo Energy Partners, LLC | Purchased
2559 | 86322 | PV Only | 18.88 | 27187 | Interconnect Only | 3 | 2024-07-31 | 2024-11-18 | 27226 | 0 | Obodo Energy Partners, LLC | Purchased
2560 | 86322 | PV Only | 21.83 | 31435 | Interconnect Only | 3 | 2024-07-31 | 2024-10-31 | 31146 | 0 | Obodo Energy Partners, LLC | Purchased
2561 | 86322 | PV Only | 7.67 | 11045 | Interconnect Only | 3 | 2024-07-31 | 2024-11-18 | 12333 | 0 | Obodo Energy Partners, LLC | Purchased
2562 | 85375 | PV Only | 79.95 | 115128 | Interconnect Only | 0 | 2024-08-05 |  | 0 | 0 | Overland Contracting Inc | Purchased
2563 | 86001 | PV Only | 65.79 | 94738 | Interconnect Only | 0 | 2024-08-05 |  | 150000 | 0 | QCells USA | Purchased
2564 | 85340 | PV Only | 312 | 449280 | Interconnect Only | 3 | 2024-08-05 | 2025-12-24 | 0 | 0 | Telyon | Purchased
2565 | 85340 | PV Only | 296.4 | 426816 | Interconnect Only | 3 | 2024-08-05 | 2025-12-24 | 0 | 0 | Telyon | Purchased
2566 | 86301 | PV Only | 114.8 | 165312 | Interconnect Only | 0 | 2024-08-07 |  | 0 | 0 | Overland Contracting Inc | Purchased
2567 | 86301 | PV Only | 123 | 177120 | Interconnect Only | 0 | 2024-08-07 |  | 0 | 0 | Overland Contracting Inc | Purchased
2568 | 85375 | PV Only | 25.28 | 36403 | Interconnect Only | 3 | 2024-08-14 | 2025-04-16 | 70531.2 | 0 | Dynamic Solar and Electrical LLC | Purchased
2569 | 85301 | PV Only | 138.17 | 198965 | Interconnect Only | 3 | 2024-08-20 | 2026-01-15 | 0 | 0 | Overland Contracting Inc | Purchased
2570 | 85331 | PV Only | 28.7 | 41328 | Interconnect Only | 3 | 2024-08-20 | 2025-12-02 | 0 | 0 | Overland Contracting Inc | Purchased
2571 | 85351 | PV Only | 109.47 | 157637 | Interconnect Only | 0 | 2024-08-20 |  | 0 | 0 | Overland Contracting Inc | Purchased
2572 | 85301 | PV Only | 119.2 | 171648 | Interconnect Only | 3 | 2024-08-20 | 2025-05-30 | 436405 | 0 | Nerd Power | Purchased
2573 | 86336 | PV Only | 32.8 | 47232 | Interconnect Only | 3 | 2024-08-20 | 2025-04-23 | 136170.21 | 0 | Rooftop Solar, LLC | Purchased
2574 | 85373 | PV Only | 160.5 | 231120 | Interconnect Only | 3 | 2024-08-21 | 2025-09-16 | 0 | 0 | Scout Solar, LLC | 3rd Party
2575 | 85396 | PV Only | 17.1 | 24624 | Interconnect Only | 3 | 2024-08-21 | 2025-02-03 | 50929 | 0 | Solar Electric Freedom, LLC | Purchased
2576 | 86326 | PV Only | 12.21 | 17582 | Interconnect Only | 3 | 2024-08-28 | 2024-11-07 | 79921 | 0 | Pur Solar, Inc. | Purchased
2577 | 85383 | PV Only | 70.95 | 102168 | Interconnect Only | 3 | 2024-08-30 | 2025-01-23 | 175000 | 0 | T K Electric | Purchased
2578 | 85051 | PV Only | 201.275 | 289836 | Interconnect Only | 2 | 2024-08-30 |  | 1217749 | 0 | Green Tanner Industrial | Purchased
2579 | 85374 | PV Only | 79.75 | 114840 | Interconnect Only | 3 | 2024-09-06 | 2025-07-23 | 246946 | 0 | Harmon Electric, Inc. | Purchased
2580 | 85008 | PV Only | 563.76 | 811814 | Interconnect Only | 3 | 2024-09-10 | 2025-06-23 | 736215.4 | 0 | Urban Energy Solutions, LLC | Purchased
2581 | 86322 | PV Only | 113.28 | 163123 | Interconnect Only | 3 | 2024-09-10 | 2025-12-05 | 283200 | 0 | Obodo Energy Partners, LLC | Purchased
2582 | 86322 | PV Only | 102.66 | 147830 | Interconnect Only | 3 | 2024-09-10 | 2025-12-05 | 256650 | 0 | Obodo Energy Partners, LLC | Purchased
2583 | 86322 | PV Only | 82.6 | 118944 | Interconnect Only | 3 | 2024-09-10 | 2026-01-27 | 206500 | 0 | Obodo Energy Partners, LLC | Purchased
2584 | 86322 | PV Only | 102.07 | 146981 | Interconnect Only | 3 | 2024-09-16 | 2026-04-07 | 255175 | 0 | Obodo Energy Partners, LLC | Purchased
2585 | 85137 | PV Only | 4.95 | 7128 | Interconnect Only | 3 | 2024-09-16 | 2025-01-13 | 0 | 0 | Solar Gain, Inc. | Purchased
2586 | 85034 | PV Only | 31.98 | 46051 | Interconnect Only | 0 | 2024-09-27 |  | 0 | 0 | SolRac Solar & Electric | 3rd Party
2587 | 85006 | PV Only | 64.08 | 92275 | Interconnect Only | 3 | 2024-09-30 | 2025-07-02 | 439763 | 0 | G and S Electric, Inc. | Purchased
2588 | 85262 | PV + Battery | 105.6 | 152064 | Interconnect Only | 3 | 2024-10-03 | 2026-02-23 | 250000 | 0 | S3 Energy Group, LLC | Purchased
2589 | 85027 | PV Only | 49.5 | 71280 | Interconnect Only | 3 | 2024-10-09 | 2026-02-26 | 34367 | 0 | Simply Green Solutions | Purchased
2590 | 86322 | PV Only | 10.66 | 15350 | Interconnect Only | 3 | 2024-10-22 | 2025-01-02 | 57417 | 0 | Pur Solar, Inc. | Purchased
2591 | 85396 | PV Only | 246.5 | 354960 | Interconnect Only | 3 | 2024-10-24 | 2026-02-26 | 481777 | 0 | Urban Energy Solutions, LLC | Purchased
2592 | 85396 | PV Only | 396.72 | 571277 | Interconnect Only | 3 | 2024-10-24 | 2026-02-09 | 792277 | 0 | Urban Energy Solutions, LLC | Purchased
2593 | 85396 | PV Only | 191.4 | 275616 | Interconnect Only | 3 | 2024-10-24 | 2026-01-27 | 424656 | 0 | Urban Energy Solutions, LLC | Purchased
2594 | 85122 | PV Only | 294.395 | 423929 | Interconnect Only | 3 | 2024-10-29 | 2025-01-10 | 0 | 0 | Commercial Solar Arizona | Purchased
2595 | 86047 | PV Only | 112.32 | 161741 | Interconnect Only | 3 | 2024-10-29 | 2026-01-22 | 500250 | 0 | Rooftop Solar, LLC | Purchased
2596 | 86047 | PV Only | 49.92 | 71885 | Interconnect Only | 3 | 2024-10-30 | 2026-01-22 | 224750 | 0 | Rooftop Solar, LLC | Purchased
2597 | 86336 | PV Only | 8 | 11520 | Interconnect Only | 0 | 2024-10-31 |  | 17150 | 0 | Solarone Energy Group LLC | Purchased
2598 | 85253 | PV Only | 106.08 | 152755 | Interconnect Only | 3 | 2024-11-06 | 2025-12-24 | 0 | 0 | Scout Solar, LLC | 3rd Party
2599 | 86336 | PV Only | 51.48 | 74131 | Interconnect Only | 3 | 2024-11-06 | 2025-06-17 | 154096 | 0 | Rooftop Solar, LLC | Purchased
2600 | 85395 | PV Only | 315.52 | 454349 | Interconnect Only | 3 | 2024-11-07 | 2026-02-06 | 658106 | 0 | Veregy | Purchased
2601 | 85607 | PV + Battery | 9.6 | 13824 | Interconnect Only | 2 | 2024-11-08 |  | 27921 | 0 | Solar Gain, Inc. | Purchased
2602 | 85607 | PV + Battery | 9.6 | 13824 | Interconnect Only | 3 | 2024-11-08 | 2026-01-21 | 27921 | 0 | Solar Gain, Inc. | Purchased
2603 | 85607 | PV + Battery | 9.6 | 13824 | Interconnect Only | 2 | 2024-11-08 |  | 27921 | 0 | Solar Gain, Inc. | Purchased
2604 | 85320 | PV Only | 7.8 | 11232 | Interconnect Only | 3 | 2024-11-11 | 2025-05-08 | 0 | 0 | Freedom Forever | Purchased
2605 | 86046 | PV Only | 44.8 | 64512 | Interconnect Only | 3 | 2024-11-11 | 2025-02-24 | 182426 | 0 | Prometheus Solar | Purchased
2606 | 86046 | PV Only | 44.8 | 64512 | Interconnect Only | 3 | 2024-11-11 | 2025-05-20 | 157959 | 0 | Prometheus Solar | Purchased
2607 | 85007 | PV Only | 6.42 | 9245 | Interconnect Only | 3 | 2024-11-14 | 2025-07-17 | 0 | 0 | Scout Solar, LLC | 3rd Party
2608 | 85007 | PV Only | 36.915 | 53158 | Interconnect Only | 3 | 2024-11-14 | 2025-07-17 | 0 | 0 | Scout Solar, LLC | 3rd Party
2609 | 85032 | PV Only | 24 | 34560 | Interconnect Only | 3 | 2024-11-14 | 2025-12-10 | 26400 | 0 | Action Solar | Purchased
2610 | 85016 | PV Only | 233.6 | 336384 | Interconnect Only | 3 | 2024-11-14 | 2025-11-05 | 0 | 0 | Action Solar | Purchased
2611 | 85340 | PV Only | 188.5 | 271440 | Interconnect Only | 3 | 2024-11-20 | 2026-03-24 | 418251 | 0 | Veregy | Purchased
2612 | 85193 | PV + Battery | 3230.37 | 4651733 | Interconnect Only | 2 | 2024-11-25 |  | 0 | 0 | Self Installer | 3rd Party
2613 | 85340 | PV Only | 47.97 | 69077 | Interconnect Only | 3 | 2024-12-02 | 2025-03-26 | 107419 | 0 | Obodo Energy Partners, LLC | Purchased
2614 | 85254 | PV Only | 186.3 | 268272 | Interconnect Only | 3 | 2024-12-06 | 2026-01-08 | 850000 | 0 | Urban Energy Solutions, LLC | Purchased
2615 | 85122 | PV Only | 672.22 | 967997 | Interconnect Only | 2 | 2024-12-11 |  | 1500000 | 0 | Self Installer | Purchased
2616 | 85122 | PV Only | 1962.475 | 2825964 | Interconnect Only | 2 | 2024-12-11 |  | 15000000 | 0 | Self Installer | Purchased
2617 | 85122 | PV Only | 617.55 | 889272 | Interconnect Only | 2 | 2024-12-11 |  | 1500000 | 0 | Self Installer | Purchased
2618 | 85365 | PV Only | 58.8 | 84672 | Interconnect Only | 3 | 2024-12-11 | 2025-09-25 | 0 | 0 | Eckard Commercial Construction, Inc. | Purchased
2619 | 86001 | PV Only | 111.51 | 160574 | Interconnect Only | 3 | 2024-12-17 | 2025-05-20 | 318083.05 | 0 | Rooftop Solar, LLC | Purchased
2620 | 85020 | PV Only | 17.1 | 24624 | Interconnect Only | 3 | 2024-12-18 | 2025-04-29 | 87500 | 0 | Sun Valley Solar Solutions | Purchased
2621 | 86047 | PV Only | 15.91 | 22910 | Interconnect Only | 3 | 2024-12-18 | 2025-06-09 | 54358 | 0 | Rooftop Solar, LLC | Purchased
2622 | 86047 | PV Only | 31.82 | 45821 | Interconnect Only | 3 | 2024-12-18 | 2025-10-27 | 121147 | 0 | Rooftop Solar, LLC | Purchased
2623 | 86336 | PV Only | 17.6 | 25344 | Interconnect Only | 3 | 2024-12-19 | 2025-06-10 | 31680 | 0 | Solarone Energy Group LLC | Purchased
2624 | 85007 | PV Only | 388.8 | 559872 | Interconnect Only | 2 | 2024-12-27 |  | 1283639 | 0 | Sun Valley Solar Solutions | Purchased
2625 | 85395 | PV Only | 25.52 | 36749 | Interconnect Only | 3 | 2024-12-28 | 2025-10-16 | 119016 | 0 | T K Electric | Purchased
2626 | 85374 | PV Only | 40.15 | 57816 | Interconnect Only | 3 | 2025-01-08 | 2025-06-12 | 246946 | 0 | Harmon Electric, Inc. | Purchased
2627 | 86314 | PV Only | 8.61 | 12398 | Interconnect Only | 3 | 2025-01-08 | 2025-09-04 | 17897.43 | 0 | Solarone Energy Group LLC | Purchased
2628 | 86314 | PV Only | 8.61 | 12398 | Interconnect Only | 3 | 2025-01-08 | 2025-09-04 | 17897.43 | 0 | Solarone Energy Group LLC | Purchased
2629 | 86314 | PV Only | 8.2 | 11808 | Interconnect Only | 3 | 2025-01-08 | 2025-09-04 | 17045.14 | 0 | Solarone Energy Group LLC | Purchased
2630 | 85122 | PV Only | 310.05 | 446472 | Interconnect Only | 3 | 2025-01-10 | 2025-12-30 | 765000 | 0 | Veregy | Purchased
2631 | 85395 | PV Only | 353.22 | 508637 | Interconnect Only | 3 | 2025-01-13 | 2026-02-25 | 706191 | 0 | Veregy | Purchased
2632 | 85340 | PV Only | 154.28 | 222163 | Interconnect Only | 3 | 2025-01-13 | 2026-02-27 | 325604 | 0 | Veregy | Purchased
2633 | 85340 | PV Only | 247.08 | 355795 | Interconnect Only | 3 | 2025-01-13 | 2026-02-11 | 515889 | 0 | Veregy | Purchased
2634 | 85395 | PV Only | 228.52 | 329069 | Interconnect Only | 3 | 2025-01-13 | 2026-02-24 | 0 | 0 | Veregy | Purchased
2635 | 85541 | PV Only | 14.82 | 21341 | Interconnect Only | 3 | 2025-01-13 | 2025-04-09 | 56436.6 | 0 | American Solar Electric Inc | Purchased
2636 | 86301 | PV Only | 48 | 69120 | Interconnect Only | 3 | 2025-01-13 | 2025-08-12 | 108566 | 0 | Solarone Energy Group LLC | 3rd Party
2637 | 85392 | PV Only | 191.4 | 275616 | Interconnect Only | 3 | 2025-01-14 | 2026-02-25 | 0 | 0 | Veregy | Purchased
2638 | 85340 | PV Only | 376.42 | 542045 | Interconnect Only | 3 | 2025-01-14 | 2026-02-25 | 0 | 0 | Veregy | Purchased
2639 | 85122 | PV Only | 74.24 | 106906 | Interconnect Only | 3 | 2025-01-15 | 2026-01-26 | 200000 | 0 | AZ Sun Services | Purchased
2640 | 85122 | PV Only | 37.465 | 53950 | Interconnect Only | 3 | 2025-01-15 | 2026-01-26 | 100000 | 0 | AZ Sun Services | Purchased
2641 | 85395 | PV Only | 153.12 | 220493 | Interconnect Only | 3 | 2025-01-15 | 2026-04-08 | 325770 | 0 | Veregy | Purchased
2642 | 85340 | PV Only | 118.9 | 171216 | Interconnect Only | 3 | 2025-01-15 | 2026-01-09 | 292380 | 0 | Urban Energy Solutions, LLC | Purchased
2643 | 85340 | PV Only | 147.9 | 212976 | Interconnect Only | 2 | 2025-01-22 |  | 0 | 0 | Veregy | Purchased
2644 | 85392 | PV Only | 118.32 | 170381 | Interconnect Only | 2 | 2025-01-22 |  | 0 | 0 | Veregy | Purchased
2645 | 85086 | PV + Battery | 10.66 | 15350 | Interconnect Only | 3 | 2025-01-23 | 2025-06-09 | 0 | 0 | Freedom Forever | 3rd Party
2646 | 85379 | PV Only | 894.3 | 1287792 | Interconnect Only | 2 | 2025-01-29 |  | 2240220 | 0 | Harmon Electric, Inc. | Purchased
2647 | 85541 | PV Only | 9.775 | 14076 | Interconnect Only | 0 | 2025-01-31 |  | 28000 | 0 | Far West Solar | Purchased
2648 | 85378 | PV Only | 58.63 | 84427 | Interconnect Only | 3 | 2025-02-04 | 2025-11-05 | 0 | 0 | Our World Energy | Purchased
2649 | 85034 | PV Only | 2387.14 | 3437482 | Interconnect Only | 0 | 2025-02-06 |  | 37995000 | 0 | Ameresco Solar | Purchased
2650 | 85027 | PV Only | 42 | 60480 | Interconnect Only | 3 | 2025-02-07 | 2025-12-01 | 46200 | 0 | Action Solar | Purchased
2651 | 85034 | PV Only | 139.23 | 200491 | Interconnect Only | 2 | 2025-02-09 |  | 0 | 0 | Veregy | Purchased
2652 | 85034 | PV Only | 139.23 | 200491 | Interconnect Only | 2 | 2025-02-10 |  | 0 | 0 | Veregy | Purchased
2653 | 85027 | PV Only | 39.77 | 57269 | Interconnect Only | 2 | 2025-02-12 |  | 130843 | 0 | Warner Energy, LLC | Purchased
2654 | 85251 | PV Only | 144.45 | 208008 | Interconnect Only | 2 | 2025-02-13 |  | 260010 | 0 | Scout Solar, LLC | Purchased
2655 | 85132 | PV Only | 1.86 | 2678 | Interconnect Only | 3 | 2025-02-14 | 2025-06-04 | 8900 | 0 | Energy Solution Providers, LLC | Purchased
2656 | 86303 | PV Only | 14.76 | 21254 | Interconnect Only | 3 | 2025-02-18 | 2025-09-16 | 40000 | 0 | Pur Solar, Inc. | Purchased
2657 | 85254 | PV Only | 3.6 | 5184 | Interconnect Only | 2 | 2025-02-24 |  | 1500 | 0 | Self Installer | Purchased
2658 | 85338 | PV Only | 208.665 | 300478 | Interconnect Only | 3 | 2025-02-25 | 2026-01-23 | 698487.25 | 0 | Sun Valley Solar Solutions | Purchased
2659 | 85338 | PV Only | 41.04 | 59098 | Interconnect Only | 3 | 2025-06-27 | 2026-02-09 | 0 | 0 | Our World Energy | Purchased
2660 | 85301 | PV Only | 37.44 | 53914 | Interconnect Only | 3 | 2025-02-28 | 2025-04-28 | 94350 | 0 | Advanced Energy Systems, LLC | Purchased
2661 | 86336 | PV + Battery | 15.17 | 21845 | Interconnect Only | 2 | 2025-03-03 |  | 300274.49 | 0 | Prometheus Solar | Purchased
2662 | 86325 | PV Only | 29.92 | 43085 | Interconnect Only | 3 | 2025-03-04 | 2026-03-27 | 60000 | 0 | Green Earth Energy & Environmental, Inc. | Purchased
2663 | 85251 | PV Only | 26 | 37440 | Interconnect Only | 3 | 2025-03-06 | 2025-11-21 | 110000 | 0 | SunLink Energy, LLC | Purchased
2664 | 86326 | PV Only | 28.29 | 40738 | Interconnect Only | 3 | 2025-03-07 | 2025-06-24 | 49500 | 0 | Verde Solar Power | Purchased
2665 | 85012 | PV Only | 100.17 | 144245 | Interconnect Only | 3 | 2025-03-07 | 2025-11-21 | 192576.22 | 0 | Obodo Energy Partners, LLC | Purchased
2666 | 85607 | PV + Battery | 24.6 | 35424 | Interconnect Only | 2 | 2025-03-11 |  | 150000 | 0 | Solar Gain, Inc. | Purchased
2667 | 85607 | PV + Battery | 36.6 | 52704 | Interconnect Only | 2 | 2025-03-11 |  | 225000 | 0 | Solar Gain, Inc. | Purchased
2668 | 85122 | PV Only | 12.3 | 17712 | Interconnect Only | 3 | 2025-03-25 | 2026-02-04 | 45978.57 | 0 | Inty Power | Purchased
2669 | 85009 | PV Only | 453.33 | 652795 | Interconnect Only | 2 | 2025-03-31 |  | 1100000 | 0 | Obodo Energy Partners, LLC | Purchased
2670 | 85020 | PV Only | 310.59 | 447250 | Interconnect Only | 2 | 2025-03-31 |  | 789000 | 0 | Obodo Energy Partners, LLC | Purchased
2671 | 85306 | PV Only | 48.8 | 70272 | Interconnect Only | 3 | 2025-03-31 | 2026-03-11 | 53680 | 0 | Action Solar | Purchased
2672 | 85251 | PV Only | 383.18 | 551779 | Interconnect Only | 2 | 2025-04-02 |  | 1700000 | 0 | Ameresco Solar | Purchased
2673 | 85251 | PV Only | 334.39 | 481522 | Interconnect Only | 2 | 2025-04-02 |  | 1700000 | 0 | Ameresco Solar | Purchased
2674 | 85351 | PV Only | 121.5 | 174960 | Interconnect Only | 3 | 2025-04-03 | 2025-10-28 | 362675 | 0 | Harmon Electric, Inc. | Purchased
2675 | 85939 | PV Only | 10.125 | 14580 | Interconnect Only | 3 | 2025-04-04 | 2025-06-27 | 37166.25 | 0 | Positive Solar Electric, LLC | Purchased
2676 | 85607 | PV + Battery | 32.4 | 46656 | Interconnect Only | 2 | 2025-04-07 |  | 155000 | 0 | Solar Gain, Inc. | Purchased
2677 | 85255 | PV Only | 34.17 | 49205 | Interconnect Only | 3 | 2025-04-08 | 2025-10-28 | 250000 | 0 | Sun Valley Solar Solutions | Purchased
2678 | 85338 | PV Only | 174.195 | 250841 | Interconnect Only | 3 | 2025-04-09 | 2026-01-29 | 69900 | 0 | Sun Valley Solar Solutions | Purchased
2679 | 85607 | PV + Battery | 64.8 | 93312 | Interconnect Only | 2 | 2025-04-10 |  | 265000 | 0 | Solar Gain, Inc. | Purchased
2680 | 85338 | PV Only | 174.195 | 250841 | Interconnect Only | 3 | 2025-04-10 | 2026-01-29 | 698487 | 0 | Sun Valley Solar Solutions | Purchased
2681 | 85379 | PV Only | 123.2 | 177408 | Interconnect Only | 2 | 2025-04-11 |  | 170000 | 0 | EVX Solar | Purchased
2682 | 85086 | PV Only | 120.96 | 174182 | Interconnect Only | 0 | 2025-04-14 |  | 263780 | 0 | Watt Masters | Purchased
2683 | 85016 | PV Only | 108 | 155520 | Interconnect Only | 0 | 2025-04-14 |  | 239316 | 0 | Watt Masters | Purchased
2684 | 85024 | PV Only | 154.98 | 223171 | Interconnect Only | 2 | 2025-04-14 |  | 390000 | 0 | Obodo Energy Partners, LLC | Purchased
2685 | 85193 | PV Only | 887.04 | 1277338 | Interconnect Only | 2 | 2025-04-16 |  | 2471984 | 0 | AZ Sun Services | Purchased
2686 | 85331 | PV Only | 5.04 | 7258 | Interconnect Only | 3 | 2025-04-21 | 2025-06-23 | 142812 | 0 | Inty Power | 3rd Party
2687 | 85260 | PV Only | 31.35 | 45144 | Interconnect Only | 3 | 2025-04-23 | 2026-02-06 | 140918 | 0 | Harmon Electric, Inc. | Purchased
2688 | 85364 | PV + Battery | 13.86 | 19958 | Interconnect Only | 3 | 2025-04-24 | 2025-08-20 | 65003 | 0 | Liggett Electrical Services, LLC | Purchased
2689 | 85007 | PV Only | 83.05 | 119592 | Interconnect Only | 2 | 2025-05-13 |  | 0 | 0 | McKinstry Co LLC | Purchased
2690 | 86326 | PV Only | 34.4 | 49536 | Interconnect Only | 3 | 2025-04-28 | 2025-08-11 | 125000 | 0 | Rooftop Solar, LLC | Purchased
2691 | 85007 | PV Only | 76.8 | 110592 | Interconnect Only | 2 | 2025-04-29 |  | 190670 | 0 | Sun Valley Solar Solutions | Purchased
2692 | 85365 | PV Only | 75.6 | 108864 | Interconnect Only | 3 | 2025-04-29 | 2026-02-26 | 185000 | 0 | Obodo Energy Partners, LLC | Purchased
2693 | 85355 | PV Only | 187 | 269280 | Interconnect Only | 3 | 2025-04-30 | 2025-12-24 | 213359.1 | 0 | Harmon Electric, Inc. | Purchased
2694 | 85355 | PV Only | 220 | 316800 | Interconnect Only | 3 | 2025-04-30 | 2025-12-24 | 213359.1 | 0 | Harmon Electric, Inc. | Purchased
2695 | 85338 | PV + Battery | 12.3 | 17712 | Interconnect Only | 0 | 2025-05-06 |  | 0 | 0 | Our World Energy | Purchased
2696 | 85301 | PV Only | 299.75 | 431640 | Interconnect Only | 3 | 2025-05-06 | 2025-12-11 | 741466 | 0 | Harmon Electric, Inc. | Purchased
2697 | 85308 | PV Only | 136.95 | 197208 | Interconnect Only | 3 | 2025-05-08 | 2025-11-26 | 387630 | 0 | Harmon Electric, Inc. | Purchased
2698 | 85301 | PV Only | 251.35 | 361944 | Interconnect Only | 3 | 2025-05-22 | 2025-12-11 | 741466 | 0 | Harmon Electric, Inc. | Purchased
2699 | 85253 | PV + Battery | 12 | 17280 | Interconnect Only | 3 | 2025-05-12 | 2025-11-05 | 64658 | 0 | Sun Valley Solar Solutions | Purchased
2700 | 86305 | PV Only | 46.2 | 66528 | Interconnect Only | 3 | 2025-05-13 | 2025-08-19 | 143250 | 0 | Stockbridge Energy Group | Purchased
2701 | 86305 | PV Only | 50.05 | 72072 | Interconnect Only | 3 | 2025-05-13 | 2025-08-19 | 143250 | 0 | Stockbridge Energy Group | Purchased
2702 | 86004 | PV Only | 7.74 | 11146 | Interconnect Only | 3 | 2025-05-15 | 2025-10-27 | 25508 | 0 | Prometheus Solar | Purchased
2703 | 85390 | PV Only | 39.15 | 56376 | Interconnect Only | 3 | 2025-05-16 | 2025-09-11 | 135282 | 0 | Black Platinum Solar & Electric, Inc. | Purchased
2704 | 85027 | PV Only | 48.95 | 70488 | Interconnect Only | 3 | 2025-06-03 | 2026-03-09 | 34367 | 0 | Simply Green Solutions | Purchased
2705 | 85334 | PV Only | 107.67 | 155045 | Interconnect Only | 2 | 2025-06-25 |  | 400000 | 0 | Tesla | Purchased
2706 | 86004 | PV Only | 12.6 | 18144 | Interconnect Only | 3 | 2025-06-06 | 2026-02-19 | 49608 | 0 | Westwind Solar Electric Inc | Purchased
2707 | 85258 | PV Only | 136.8 | 196992 | Interconnect Only | 2 | 2025-06-12 |  | 393750 | 0 | Solon Corporation | Purchased
2708 | 85346 | PV Only | 201.78 | 290563 | Interconnect Only | 3 | 2025-06-13 | 2026-03-23 | 515988 | 0 | Veregy | Purchased
2709 | 85338 | PV Only | 177 | 254880 | Interconnect Only | 3 | 2025-06-13 | 2026-03-26 | 381667 | 0 | Veregy | Purchased
2710 | 85326 | PV Only | 202.96 | 292262 | Interconnect Only | 2 | 2025-06-13 |  | 417068 | 0 | Veregy | Purchased
2711 | 85326 | PV Only | 319.78 | 460483 | Interconnect Only | 2 | 2025-06-13 |  | 592370 | 0 | Veregy | Purchased
2712 | 85251 | PV Only | 5.22 | 7517 | Interconnect Only | 3 | 2025-06-14 | 2025-12-09 | 50000 | 0 | Veregy | Purchased
2713 | 85225 | PV Only | 30.71 | 44222 | Interconnect Only | 2 | 2025-06-23 |  | 38387.5 | 0 | Capital Energy LLC | Purchased
2714 | 85364 | PV Only | 14.525 | 20916 | Interconnect Only | 3 | 2025-06-24 | 2025-09-26 | 35000 | 0 | Power Guard Solutions | Purchased
2715 | 86046 | PV Only | 137.47 | 197957 | Interconnect Only | 2 | 2025-06-25 |  | 94035.5 | 0 | Green Light Solar LLC | Purchased
2716 | 85607 | PV Only | 0.34 | 490 | Interconnect Only | 2 | 2025-06-25 |  | 477116 | 0 | Vista Glass | Purchased
2717 | 85541 | PV Only | 84.8 | 122112 | Interconnect Only | 2 | 2025-06-26 |  | 161460 | 0 | Solarone Energy Group LLC | Purchased
2718 | 85310 | PV Only | 38.18 | 54979 | Interconnect Only | 3 | 2025-07-10 | 2026-02-04 | 47725 | 0 | Capital Energy LLC | Purchased
2719 | 86314 | PV Only | 22 | 31680 | Interconnect Only | 3 | 2025-07-16 | 2025-12-11 | 67713 | 0 | Rooftop Solar, LLC | Purchased
2720 | 86314 | PV Only | 14.08 | 20275 | Interconnect Only | 3 | 2025-07-16 | 2025-12-02 | 46151 | 0 | Rooftop Solar, LLC | Purchased
2721 | 86314 | PV Only | 42.24 | 60826 | Interconnect Only | 3 | 2025-07-16 | 2025-12-11 | 130212 | 0 | Rooftop Solar, LLC | Purchased
2722 | 86326 | PV Only | 122.08 | 175795 | Interconnect Only | 2 | 2025-07-17 |  | 275251 | 0 | Near-Cal Corporation | Purchased
2723 | 86326 | PV Only | 122.08 | 175795 | Interconnect Only | 2 | 2025-07-17 |  | 275252 | 0 | Near-Cal Corporation | Purchased
2724 | 85253 | PV Only | 47.15 | 67896 | Interconnect Only | 2 | 2025-07-18 |  | 0 | 0 | Overland Contracting Inc | Purchased
2725 | 85258 | PV Only | 47.15 | 67896 | Interconnect Only | 2 | 2025-07-18 |  | 0 | 0 | Overland Contracting Inc | Purchased
2726 | 85255 | PV Only | 36.08 | 51955 | Interconnect Only | 2 | 2025-07-18 |  | 0 | 0 | Overland Contracting Inc | Purchased
2727 | 86327 | PV + Battery | 12.04 | 17338 | Interconnect Only | 3 | 2025-07-29 | 2026-01-23 | 38448 | 0 | AZ Independence Solar | Purchased
2728 | 85131 | PV + Battery | 11.745 | 16913 | Interconnect Only | 3 | 2025-07-30 | 2026-01-06 | 32448.75 | 0 | SunLink Energy, LLC | Purchased
2729 | 86004 | PV Only | 7.74 | 11146 | Interconnect Only | 2 | 2025-08-04 |  | 25508 | 0 | Prometheus Solar | Purchased
2730 | 86322 | PV Only | 11.84 | 17050 | Interconnect Only | 3 | 2025-08-06 | 2025-12-30 | 72025 | 0 | Harmon Electric, Inc. | Purchased
2731 | 85337 | PV Only | 20.64 | 29722 | Interconnect Only | 3 | 2025-08-07 | 2026-02-23 | 290781.44 | 0 | Sun Valley Solar Solutions | Purchased
2732 | 85013 | PV Only | 110.58 | 159235 | Interconnect Only | 3 | 2025-08-13 | 2025-12-03 | 317444 | 0 | Sun Valley Solar Solutions | Purchased
2733 | 85501 | PV + Battery | 13.365 | 19246 | Interconnect Only | 3 | 2025-08-14 | 2026-02-24 | 0 | 0 | Freedom Forever | Purchased
2734 | 86336 | PV Only | 34.56 | 49766 | Interconnect Only | 3 | 2025-08-14 | 2026-03-24 | 131000 | 0 | Rooftop Solar, LLC | Purchased
2735 | 86336 | PV Only | 34.56 | 49766 | Interconnect Only | 3 | 2025-08-14 | 2026-03-24 | 131000 | 0 | Rooftop Solar, LLC | Purchased
2736 | 85262 | PV Only | 76.7 | 110448 | Interconnect Only | 3 | 2025-08-19 | 2026-02-06 | 269322 | 0 | T K Electric | Purchased
2737 | 85326 | PV Only | 14.76 | 21254 | Interconnect Only | 3 | 2025-08-20 | 2026-03-19 | 61438 | 0 | Harmon Electric, Inc. | Purchased
2738 | 85034 | PV Only | 96.76 | 139334 | Interconnect Only | 2 | 2025-08-21 |  | 0 | 0 | Overland Contracting Inc | Purchased
2739 | 85901 | PV Only | 46.74 | 67306 | Interconnect Only | 2 | 2025-08-21 |  | 0 | 0 | Overland Contracting Inc | Purchased
2740 | 85260 | PV Only | 30.75 | 44280 | Interconnect Only | 2 | 2025-08-21 |  | 0 | 0 | Overland Contracting Inc | Purchased
2741 | 85255 | PV Only | 18.45 | 26568 | Interconnect Only | 2 | 2025-08-21 |  | 0 | 0 | Overland Contracting Inc | Purchased
2742 | 85351 | PV Only | 26.65 | 38376 | Interconnect Only | 2 | 2025-08-21 |  | 0 | 0 | Overland Contracting Inc | Purchased
2743 | 85254 | PV Only | 31.98 | 46051 | Interconnect Only | 2 | 2025-08-21 |  | 0 | 0 | Overland Contracting Inc | Purchased
2744 | 86323 | PV Only | 45.51 | 65534 | Interconnect Only | 2 | 2025-08-21 |  | 0 | 0 | Overland Contracting Inc | Purchased
2745 | 86336 | PV Only | 8 | 11520 | Interconnect Only | 3 | 2025-08-26 | 2025-10-29 | 17150 | 0 | Solarone Energy Group LLC | Purchased
2746 | 85939 | PV Only | 1004.97 | 1447157 | Interconnect Only | 2 | 2025-09-05 |  | 0 | 0 | PowerFlex | Purchased
2747 | 85260 | PV Only | 1351.08 | 1945555 | Interconnect Only | 2 | 2025-09-05 |  | 0 | 0 | PowerFlex | Purchased
2748 | 86326 | PV Only | 1351.08 | 1945555 | Interconnect Only | 2 | 2025-09-05 |  | 0 | 0 | PowerFlex | Purchased
2749 | 85338 | PV Only | 824.76 | 1187654 | Interconnect Only | 2 | 2025-09-05 |  | 0 | 0 | PowerFlex | Purchased
2750 | 85345 | PV Only | 1101.42 | 1586045 | Interconnect Only | 2 | 2025-09-05 |  | 0 | 0 | PowerFlex | Purchased
2751 | 85388 | PV Only | 573.62 | 826013 | Interconnect Only | 2 | 2025-09-05 |  | 0 | 0 | PowerFlex | Purchased
2752 | 86305 | PV Only | 564.34 | 812650 | Interconnect Only | 2 | 2025-09-05 |  | 0 | 0 | PowerFlex | Purchased
2753 | 85335 | PV Only | 949.46 | 1367222 | Interconnect Only | 2 | 2025-09-05 |  | 0 | 0 | PowerFlex | Purchased
2754 | 85032 | PV Only | 1067.2 | 1536768 | Interconnect Only | 2 | 2025-09-05 |  | 0 | 0 | PowerFlex | Purchased
2755 | 85086 | PV Only | 700.06 | 1008086 | Interconnect Only | 2 | 2025-09-05 |  | 0 | 0 | PowerFlex | Purchased
2756 | 85023 | PV Only | 1012.1 | 1457424 | Interconnect Only | 2 | 2025-09-05 |  | 0 | 0 | PowerFlex | Purchased
2757 | 85032 | PV Only | 902.48 | 1299571 | Interconnect Only | 2 | 2025-09-05 |  | 0 | 0 | PowerFlex | 3rd Party
2758 | 85308 | PV Only | 1078.8 | 1553472 | Interconnect Only | 2 | 2025-09-05 |  | 0 | 0 | PowerFlex | 3rd Party
2759 | 86303 | PV Only | 102.09 | 147010 | Interconnect Only | 3 | 2025-09-10 | 2026-01-20 | 493821 | 0 | Pur Solar, Inc. | Purchased
2760 | 85539 | PV Only | 785.655 | 1131343 | Interconnect Only | 2 | 2025-09-15 |  | 0 | 0 | PowerFlex | Purchased
2761 | 86326 | PV Only | 67.2 | 96768 | Interconnect Only | 2 | 2025-09-15 |  | 30586.2 | 0 | Solarone Energy Group LLC | Purchased
2762 | 85375 | PV Only | 31.6 | 45504 | Interconnect Only | 2 | 2025-09-16 |  | 0 | 0 | Nerd Power | 3rd Party
2763 | 85374 | PV Only | 66.34 | 95530 | Interconnect Only | 2 | 2025-09-16 |  | 0 | 0 | Scout Solar, LLC | 3rd Party
2764 | 85374 | PV Only | 243.96 | 351302 | Interconnect Only | 2 | 2025-09-16 |  | 0 | 0 | Scout Solar, LLC | 3rd Party
2765 | 85373 | PV Only | 54.57 | 78581 | Interconnect Only | 2 | 2025-09-16 |  | 0 | 0 | Scout Solar, LLC | 3rd Party
2766 | 86322 | PV Only | 5.92 | 8525 | Interconnect Only | 3 | 2025-09-19 | 2025-12-30 | 49694 | 0 | Harmon Electric, Inc. | Purchased
2767 | 85338 | PV Only | 172.29 | 248098 | Interconnect Only | 3 | 2025-09-19 | 2026-01-31 | 698487 | 0 | Sun Valley Solar Solutions | Purchased
2768 | 85009 | PV Only | 1326.08 | 1909555 | Interconnect Only | 2 | 2025-09-22 |  | 0 | 0 | McKinstry Co LLC | Purchased
2769 | 85260 | PV Only | 12.6 | 18144 | Interconnect Only | 2 | 2025-09-24 |  | 73582 | 0 | Aneva Solar | Purchased
2770 | 85378 | PV Only | 29.43 | 42379 | Interconnect Only | 2 | 2025-09-26 |  | 15000 | 0 | Solana Energy Concepts, LLC | Purchased
2771 | 85122 | PV Only | 21.12 | 30413 | Interconnect Only | 3 | 2025-10-07 | 2026-02-19 | 44176.82 | 0 | Apollo Solar LLC | Purchased
2772 | 85395 | PV Only | 165.85 | 238824 | Interconnect Only | 2 | 2025-10-10 |  | 450000 | 0 | Scout Solar, LLC | 3rd Party
2773 | 85225 | PV Only | 21.87 | 31493 | Interconnect Only | 2 | 2025-10-14 |  | 200000 | 0 | Self Installer | Purchased
2774 | 85541 | PV Only | 9.775 | 14076 | Interconnect Only | 2 | 2025-10-14 |  | 19810.6 | 0 | Far West Solar | 3rd Party
2775 | 85338 | PV Only | 183.675 | 264492 | Interconnect Only | 3 | 2025-10-16 | 2026-02-09 | 767000 | 0 | Sun Valley Solar Solutions | Purchased
2776 | 85338 | PV Only | 210.235 | 302738 | Interconnect Only | 3 | 2025-10-16 | 2026-01-27 | 767000 | 0 | Sun Valley Solar Solutions | Purchased
2777 | 85032 | PV Only | 17.55 | 25272 | Interconnect Only | 2 | 2025-10-21 |  | 0 | 0 | Sun Renu Solar, LLC | Purchased
2778 | 85007 | PV Only | 180.765 | 260302 | Interconnect Only | 2 | 2025-10-22 |  | 439484.13 | 0 | Veregy | Purchased
2779 | 85034 | PV Only | 98.28 | 141523 | Interconnect Only | 2 | 2025-10-22 |  | 296148.78 | 0 | Veregy | Purchased
2780 | 85122 | PV Only | 398.52 | 573869 | Interconnect Only | 2 | 2025-10-22 |  | 1480000 | 0 | Cottonwood Ranch Apartments LP | Purchased
2781 | 85122 | PV Only | 722.52 | 1040429 | Interconnect Only | 2 | 2025-10-23 |  | 2220000 | 0 | Cottonwood Ranch Apartments LP | Purchased
2782 | 85012 | PV Only | 112.35 | 161784 | Interconnect Only | 2 | 2025-10-30 |  | 202230 | 0 | Scout Solar, LLC | 3rd Party
2783 | 85012 | PV Only | 379.85 | 546984 | Interconnect Only | 2 | 2025-10-30 |  | 683730 | 0 | Scout Solar, LLC | 3rd Party
2784 | 85012 | PV Only | 326.35 | 469944 | Interconnect Only | 2 | 2025-10-30 |  | 587430 | 0 | Scout Solar, LLC | 3rd Party
2785 | 85251 | PV Only | 13.65 | 19656 | Interconnect Only | 2 | 2025-11-11 |  | 30000 | 0 | Self Installer | Purchased
2786 | 85022 | PV Only | 102.48 | 147571 | Interconnect Only | 3 | 2025-11-12 | 2026-02-25 | 224280 | 0 | Watt Masters | Purchased
2787 | 85939 | PV Only | 8.505 | 12247 | Interconnect Only | 2 | 2025-11-25 |  | 37900 | 0 | Positive Solar Electric, LLC | Purchased
2788 | 86322 | PV Only | 24 | 34560 | Interconnect Only | 3 | 2025-11-26 | 2026-02-03 | 30000 | 0 | Solarone Energy Group LLC | Purchased
2789 | 85034 | PV Only | 2387.14 | 3437482 | Interconnect Only | 2 | 2025-12-03 |  | 37995000 | 0 | Ameresco Solar | Purchased
2790 | 85034 | PV Only | 2387.14 | 3437482 | Interconnect Only | 2 | 2025-12-03 |  | 37995000 | 0 | Ameresco Solar | Purchased
2791 | 86334 | PV Only | 49.28 | 70963 | Interconnect Only | 2 | 2025-12-11 |  | 10000 | 0 | Rooftop Solar, LLC | Purchased
2792 | 86334 | PV Only | 51.84 | 74650 | Interconnect Only | 2 | 2025-12-11 |  | 10000 | 0 | Rooftop Solar, LLC | Purchased
2793 | 86334 | PV Only | 49.28 | 70963 | Interconnect Only | 2 | 2025-12-11 |  | 100000 | 0 | Rooftop Solar, LLC | Purchased
2794 | 85050 | PV Only | 129.6 | 186624 | Interconnect Only | 2 | 2025-12-22 |  | 0 | 0 | Harmon Electric, Inc. | Purchased
2795 | 86039 | PV Only | 3.54 | 5098 | Interconnect Only | 2 | 2025-12-30 |  | 8578 | 0 | EPC Solar LLC | Purchased
2796 | 86039 | PV Only | 4.72 | 6797 | Interconnect Only | 2 | 2025-12-30 |  | 13568 | 0 | EPC Solar LLC | Purchased
2797 | 85085 | PV Only | 90.27 | 129989 | Interconnect Only | 2 | 2025-12-31 |  | 167553 | 0 | EPC Solar LLC | Purchased
2798 | 85034 | PV Only | 69.615 | 100246 | Interconnect Only | 2 | 2026-01-05 |  | 0 | 0 | Sun Renu Solar, LLC | Purchased
2799 | 85281 | PV Only | 420.75 | 605880 | Interconnect Only | 2 | 2026-01-06 |  | 1500000 | 0 | Schneider Electric | Purchased
2800 | 85326 | PV Only | 181.9 | 261936 | Interconnect Only | 2 | 2026-01-07 |  | 218280 | 0 | Scout Solar, LLC | 3rd Party
2801 | 85326 | PV Only | 202.23 | 291211 | Interconnect Only | 2 | 2026-01-07 |  | 242676 | 0 | Scout Solar, LLC | 3rd Party
2802 | 86322 | PV Only | 24 | 34560 |  | 0 | 2026-01-12 |  | 30000 | 0 | Solarone Energy Group LLC | Purchased
2803 | 85122 | PV Only | 49.6 | 71424 | Interconnect Only | 2 | 2026-01-12 |  | 124493 | 0 | Nerd Power | Purchased
2804 | 85350 | PV Only | 21.56 | 31046 | Interconnect Only | 2 | 2026-01-15 |  | 48461 | 0 | Inty Power | Purchased
2805 | 85015 | PV Only | 20.06 | 28886 | Interconnect Only | 2 | 2026-01-21 |  | 48674 | 0 | JIT Platforms, LLC | Purchased
2806 | 85122 | PV + Battery | 97.2 | 139968 | Interconnect Only | 2 | 2026-01-22 |  | 100000 | 0 | Self Installer | Purchased
2807 | 85260 | PV Only | 6.72 | 9677 | Interconnect Only | 2 | 2026-01-22 |  | 0 | 0 | Sun Renu Solar, LLC | Purchased
2808 | 85260 | PV Only | 6.305 | 9079 | Interconnect Only | 2 | 2026-01-22 |  | 0 | 0 | Sun Renu Solar, LLC | Purchased
2809 | 85132 | PV Only | 86.94 | 125194 | Interconnect Only | 2 | 2026-01-23 |  | 339760 | 0 | Ameresco Solar | Purchased
2810 | 85131 | PV Only | 70.8 | 101952 | Interconnect Only | 2 | 2026-01-26 |  | 190630 | 0 | Veregy | Purchased
2811 | 85281 | PV Only | 29.115 | 41926 | Interconnect Only | 2 | 2026-01-27 |  | 0 | 0 | Sun Renu Solar, LLC | Purchased
2812 | 85032 | PV Only | 53.235 | 76658 | Interconnect Only | 2 | 2026-02-09 |  | 0 | 0 | Sun Renu Solar, LLC | Purchased
2813 | 85364 | PV Only | 54.06 | 77846 | Interconnect Only | 2 | 2026-02-11 |  | 32160 | 0 | Sunup Solar II | 3rd Party
2814 | 85363 | PV Only | 878.835 | 1265522 | Interconnect Only | 2 | 2026-02-12 |  | 2286293 | 0 | Obodo Energy Partners, LLC | Purchased
2815 | 85254 | PV Only | 204.96 | 295142 | Interconnect Only | 2 | 2026-02-19 |  | 550000 | 0 | Obodo Energy Partners, LLC | 3rd Party
2816 | 85340 | PV + Battery | 19.8 | 28512 | Interconnect Only | 0 | 2026-02-23 |  | 39600 | 0 | BGreen Energy Solutions | Purchased
2817 | 85029 | PV Only | 26.91 | 38750 | Interconnect Only | 2 | 2026-02-26 |  | 72214 | 0 | 1st Light Energy | Purchased
2818 | 85022 | PV Only | 154.28 | 222163 | Interconnect Only | 2 | 2026-03-02 |  | 180000 | 0 | Final Mile Solar | Purchased
2819 | 85342 | PV + Battery | 687.58 | 990115 | Interconnect Only | 2 | 2026-03-02 |  | 2943945 | 0 | Solar Gain, Inc. | Purchased
2820 | 85034 | PV Only | 96.76 | 139334 | Interconnect Only | 2 | 2026-03-03 |  | 248007.15 | 0 | Veregy | Purchased
2821 | 85338 | PV Only | 40.32 | 58061 | Interconnect Only | 2 | 2026-03-06 |  | 0 | 0 | Watt Masters | Purchased
2822 | 85020 | PV + Battery | 38.54 | 55498 | Interconnect Only | 2 | 2026-03-06 |  | 110299 | 0 | Solar Topps LLC | Purchased
2823 | 85338 | PV Only | 824.76 | 1187654 | Interconnect Only | 2 | 2026-03-09 |  | 2348913 | 0 | Commercial Solar Arizona | 3rd Party
2824 | 85331 | PV Only | 25.215 | 36310 | Interconnect Only | 2 | 2026-03-11 |  | 78531 | 0 | Obodo Energy Partners, LLC | Purchased
2825 | 86314 | PV Only | 34.77 | 50069 | Interconnect Only | 2 | 2026-03-11 |  | 95446 | 0 | Obodo Energy Partners, LLC | Purchased
2826 | 86314 | PV Only | 26.23 | 37771 | Interconnect Only | 2 | 2026-03-11 |  | 95446 | 0 | Obodo Energy Partners, LLC | Purchased
2827 | 85388 | PV Only | 21.24 | 30586 | Interconnect Only | 2 | 2026-03-13 |  | 45179 | 0 | Self Installer | Purchased
2828 | 85255 | PV Only | 95.94 | 138154 | Interconnect Only | 2 | 2026-03-13 |  | 0 | 0 | Sun Renu Solar, LLC | Purchased
2829 | 85086 | PV Only | 36.6 | 52704 | Interconnect Only | 2 | 2026-03-19 |  | 101016 | 0 | Obodo Energy Partners, LLC | Purchased
2830 | 85086 | PV Only | 61 | 87840 | Interconnect Only | 2 | 2026-03-19 |  | 168360 | 0 | Obodo Energy Partners, LLC | Purchased
2831 | 85086 | PV Only | 82.35 | 118584 | Interconnect Only | 2 | 2026-03-19 |  | 227286 | 0 | Obodo Energy Partners, LLC | Purchased
2832 | 85260 | PV Only | 2.2 | 3168 | Interconnect Only | 2 | 2026-03-20 |  | 42950 | 0 | American Solar Electric Inc | Purchased
2833 | 85260 | PV Only | 2.2 | 3168 | Interconnect Only | 2 | 2026-03-20 |  | 42950 | 0 | American Solar Electric Inc | Purchased
2834 | 85260 | PV Only | 2.2 | 3168 | Interconnect Only | 2 | 2026-03-23 |  | 42950 | 0 | American Solar Electric Inc | Purchased
2835 | 85260 | PV Only | 2.2 | 3168 | Interconnect Only | 2 | 2026-03-23 |  | 42950 | 0 | American Solar Electric Inc | Purchased
2836 | 86301 | PV Only | 35.405 | 50983 | Interconnect Only | 2 | 2026-03-23 |  | 115618.19 | 0 | Sundial Solar | Purchased
2837 | 85027 | PV Only | 100.3 | 144432 |  | 2 | 2026-04-03 |  | 338202 | 0 | Sunsolar Solutions | Purchased
2838 | 85301 | PV Only | 696.51 | 1002974 |  | 2 | 2026-04-06 |  | 0 | 0 | Madison Energy Infrastructure LLC | 3rd Party
2839 | 85331 | PV Only | 731.935 | 1053986 |  | 2 | 2026-04-06 |  | 0 | 0 | Madison Energy Infrastructure LLC | Purchased
2840 | 85254 | PV Only | 680.705 | 980215 |  | 2 | 2026-04-06 |  | 0 | 0 | Madison Energy Infrastructure LLC | 3rd Party
2841 | 85085 | PV Only | 713.95 | 1028088 |  | 2 | 2026-04-06 |  | 0 | 0 | Madison Energy Infrastructure LLC | 3rd Party
2842 | 85053 | PV Only | 768.995 | 1107353 |  | 2 | 2026-04-06 |  | 0 | 0 | Madison Energy Infrastructure LLC | 3rd Party
2843 | 85374 | PV Only | 731.39 | 1053202 |  | 2 | 2026-04-06 |  | 0 | 0 | Madison Energy Infrastructure LLC | 3rd Party
2844 | 85364 | PV Only | 773.355 | 1113631 |  | 2 | 2026-04-06 |  | 0 | 0 | Madison Energy Infrastructure LLC | 3rd Party
2845 | 85323 | PV Only | 259.2 | 373248 |  | 2 | 2026-04-08 |  | 741142 | 0 | Commercial Solar Arizona | Purchased
2846 | 85301 | PV Only | 25 | 36000 |  | 2 | 2026-04-09 |  | 25000 | 0 | Storm Pro Energy LLC | Purchased
2847 | 85009 | PV Grid Tied | 9.405 | 13543 | 2017 Interconnect | 3 | 2017-12-18 | 2018-02-16 | 70538 | 0 | SCP, LLC dba Solar Covered Parking, LLC | 3rd Party
2848 | 85009 | PV Grid Tied | 5.985 | 8618 | 2017 Interconnect | 3 | 2017-12-18 | 2018-04-23 | 44888 | 0 | SCP, LLC dba Solar Covered Parking, LLC | 3rd Party
2849 | 85349 | PV Grid Tied | 10.83 | 15595 | 2018 Interconnect | 3 | 2018-01-25 | 2018-05-22 | 29891 | 0 | Titan Solar Power | 3rd Party
2850 | 86323 | PV Grid Tied | 9.156 | 13185 | 2016 Interconnect | 3 | 2016-09-01 | 2016-11-18 | 0 | 0 | Solarone Energy Group LLC | 3rd Party
2851 | 85364 | PV Grid Tied | 21 | 30240 | Interconnection Only (Non-Incentive) | 3 | 2013-12-12 | 2014-03-13 | 0 | 0 | Arizona Solar Solutions | 3rd Party